## 2025年
2025 Shipping List
PCBA SN* (old) | PCBA SN* (new) | Component type | Specification | Quantity*(PCS） | Remark
| 30220405000049 | connector | Connector VPAC07EW18-5S 33A | 50 |  | After-sales materials for the India office - Order placed and stocked on 24/12/18 - 1
| 30220405000036 | connector | Connector Dianwei VPAC06EW-3P(SC) 30A | 100
| 30220405000008 | connector | Connector DW421F2013B 30A | 450
| 30220405000009 | connector | Connector Dianwei DW421M2013 30A | 450
| 30220405000017 | connector | Connector Fengnian EP030-1224-00 17.5A | 50
| 30220405000016 | connector | Connector Fengnian EP030-2124-00 17.5A | 50
| 30271401000049 | Insulating paper | Insulating paper 264*81.4*0.38 NOMEX | 50
| 30271401000094 | Insulating paper | Insulating paper 145.8*117*0.38mm 5KW-SG03 relay insulating paper NOMEX-flame retardant | 50
| 20110103100273 | Control board DIP | SUN 5KW SG 03 LP1 2 48V Control Board V2 EU V1.3 DIP | 58
| 20110103100273 | Control board DIP | SUN 5KW SG 03 LP1 2 48V Control Board V2 EU V1.3 DIP | 17
| 20120106100072 | Auxiliary board DIP | SUN G01 WIFI V1.0 / DIP (No String String Single Phase) | 150
| 20120106100214 | Auxiliary board DIP | SUN General String Single Phase WIFI-CON V1.0 / DIP | 150
| 20120106100243 | Auxiliary board DIP | SUN 3-12KW String Three-Phase G06 20A-Drive V1.0 1100V DIP | 100
| 20110106100583 | Auxiliary board DIP | SUN 12KW SG 04 LP3 PVEMC small board EU V1.2 DIP | 50
| 20120106100074 | Auxiliary board DIP | SUN / String Three-Phase / WIFI Board Plug / 1000V DIP | 150
| 20110103100242 | Control board DIP | SUN 12KW SG 05 LP3 2 48V Control Board EU V1.2 DIP | 21
| 20110103100242 | Control board DIP | SUN 12KW SG 05 LP3 2 48V Control Board EU V1.2 DIP | 24
| 30320100004276 | Automatic spot welding machine soldering tip | Automatic spot welding machine soldering tip 911B 40DV1-05 | 2
| 30320100004989 | Accessories | FLUKE317 Current Clamp | 1
| 20120104100037 | Driver board DIP | SUN 136KW String Three-Phase G01 INV V1.1 1000V DIP | 10 |  | India Office After-Sales Materials 4-3 Air Freight (1)
| 20120104100029 | Driver board DIP | SUN 100KW String Three-Phase G01 Driver Board Infineon Module V1.0 1100V DIP | 5
| 20120101100314 | Motherboard DIP | SUN 5KW String Single Phase G05 Mainboard V2.1 600V Single Circuit Without Fuse DIP | 14
| 20120101100314 | Motherboard DIP | SUN 5KW String Single Phase G05 Mainboard V2.1 600V Single Circuit Without Fuse DIP | 6
| 20120101100289 | Motherboard DIP | SUN 2KW String Single Phase G04 Mainboard V1.6 550V DC and AC MOV without fuse - 20A DIP | 20
| 30080602000013 | IGBT module | Infineon IGBT F3L200R12N2H3_B47 1200V 200A Hand-operated | 15
| 20120104100036 | Driver board DIP | SUN 136KW String Three-Phase G01 boost V1.1 1000V DIP | 10
| 20120106100137 | Auxiliary board DIP | SUN 100KW String Three-Phase Capacitor Board G01 V1.1 1100V DIP | 20
| 20120101100252 | Motherboard DIP | SUN 3KW String Single Phase G04 Mainboard V1.6 550V DC and AC MOV without fuse -20A DIP | 5
| 20120101100252 | Motherboard DIP | SUN 3KW String Single Phase G04 Mainboard V1.6 550V DC and AC MOV without fuse -20A DIP | 15
| 20110103100204 | Control board DIP | SUN 20KW SG 01 HP3 Control Board (After-sales Dedicated) EU V1.6 DIP | 5
| 20110104100111 | Driver board DIP | SUN 20KW SG 01 HP3 Power Board (New Long March + Infineon) EU V1.6.1 DIP | 5
| 20110106101044 | Auxiliary board DIP | SUN A 15KW SG 01 HP3 Interface Board EU V1.5.5 Trial Production DIP | 5
| 20110106100060 | Auxiliary board DIP | SUN 12KW SG 04 LP3 PV board EU V1.0 DIP | 5
| 20110106100932 | Auxiliary board DIP | SUN A 12-25KW SG 01 HP3 Generator Board EU V1.6 DIP | 5
| 20110106100558 | Auxiliary board DIP | SUN 8KW SG 05 LP1 Connector Board V2 EU V1.1 DIP | 5
| 20110106100601 | Auxiliary board DIP | SUN 8KW SG 05 LP1 DRM Board EU V1.2 DIP | 5
| 20110106100367 | Auxiliary board DIP | SUN 5KW SG 04 LP1 Connector Board EU V1.5 DIP | 5
| 20120106100067 | Auxiliary board DIP | SUN 100KW String Three-Phase Capacitor Board G01 V1.0 1000V DIP | 20
| 20120106100202 | Auxiliary board DIP | SUN 136KW String Three-Phase G01 Power Supply Board V1.1 1000V DIP | 10
| 20120103100121 | Control board DIP | SUN 100KW String Three-Phase G02 Single Tube Control Board V1.0 1100V DIP | 10
| 20110103100188 | Control board DIP | SUN 10KW SG 02 LP1 Control Board EU V1.2 DIP | 5
| 20120103100105 | Control board DIP | SUN 50KW String Three-Phase G04 Control Board V1.2 1100V PWM DIP | 10
| 20120103100106 | Control board DIP | SUN 40KW String Three-Phase G04 Control Board V1.2 1100V PWM DIP | 10
| 20110102100130 | LCD version DIP | SUN 15KW SG 01 HP3 LCD Panel EU V1.7 DIP | 10
| 20120106100201 | Auxiliary board DIP | SUN 136KW String Three-Phase G01 Isolated Fan Board V1.0 1000V DIP | 10
| 20120106100089 | Auxiliary board DIP | SUN 33KW String Three-Phase G03 AC Connection Board V1.0 1000V DIP | 10
| 20110106100684 | Auxiliary board DIP | SUN 12KW SG 05 LP3 2 48V Connection Board EU V1.2 DIP | 5
| 20120101100190 | Motherboard DIP | SUN 40KW String Three-Phase G04 Motherboard V1.1 1100V DIP | 10
| 20120106100126 | Auxiliary board DIP | SUN 100KW String Three-Phase G01 Power Supply Board V1.3 1000V DIP | 10
| 20120101100357 | Motherboard DIP | SUN 40KW String Three-Phase G04 Motherboard V1.2 1100V K75+DG120 SPD DIP | 10
| 20120106100126 | Auxiliary board DIP | SUN 100KW String Three-Phase G01 Power Supply Board V1.3 1000V DIP | 5
| 30221801000085 | fan | Fan NMB (Minebea) 11925SA12RBT01-DC 12V 0.86A XHB-4Y-L=250mm | 20
| 20120101100354 | Motherboard DIP | SUN 50KW String Three-Phase G04 Motherboard V1.2 1100V K75+DG120 DIP | 10
| 30080601000039 | IGBT | IGBT Magna MBQ40T65QE 650V 40A TO247 Hand-operated | 1000
| 30080506000036 | power chip | IC TI TPS54231DR 28Vin 2Aout DCDC SOP8 Surface Mount | 100
| 30081102000053 | High-frequency switching transformer | TR Crystal PQ3225-3KW-SG-24V 3.0mHmH 30:7:6:9:9:6:7:30 Ferrite 39*36*35 Hand-inserted | 20
| 30080410000357 | Chip resistors | RES Yageo RC1210 5.1Ω F 1/2W Standard 1210 Surface Mount | 200
| 20120103100197 | Control board DIP | SUN 4KW String Single-Phase G04 Control Board V1.7 / DIP | 20
| 20120101100209 | Motherboard DIP | SUN 5KW String Single Phase G04 Mainboard V1.4 550V with Fuse DIP | 20 |  | India Office After-Sales Materials 4-3 Sea Freight Replacement - Copy (1)(1)
| 20120104100028 | Driver board DIP | SUN 100KW String Three-Phase G01 Driver Board V1.0 1100V DIP | 5
| 20120101100357 | Motherboard DIP | SUN 40KW String Three-Phase G04 Motherboard V1.2 1100V K75+DG120 SPD DIP | 2
| 20120101100252 | Motherboard DIP | SUN 3KW String Single Phase G04 Mainboard V1.6 550V DC and AC MOV without fuse -20A DIP | 11
| 20120101100289 | Motherboard DIP | SUN 2KW String Single Phase G04 Mainboard V1.6 550V DC and AC MOV without fuse - 20A DIP | 20
| 20120106100061 | Auxiliary board DIP | SUN 50KW String Three-Phase G02 PV Board-4MPPT V1.0 1000V DIP | 5
| 20120106100061 | Auxiliary board DIP | SUN 50KW String Three-Phase G02 PV Board-4MPPT V1.0 1000V DIP | 5
| 20120106100137 | Auxiliary board DIP | SUN 100KW String Three-Phase Capacitor Board G01 V1.1 1100V DIP | 6
| 20120104100007 | Driver board DIP | SUN 25KW String Three-Phase Low-Level Driver Board V1.1 1000V DIP | 8
| 20120101100168 | Motherboard DIP | SUN 30-33KW String Three-Phase G04 Mainboard V1.5 1000V NCE DIP | 7
| 20120101100261 | Motherboard DIP | SUN 25KW String Three-Phase G05 Motherboard (India) V1.0 1100V PWM DIP | 10
| 20120106100067 | Auxiliary board DIP | SUN 100KW String Three-Phase Capacitor Board G01 V1.0 1000V DIP | 12
| 20120103100060 | Control board DIP | SUN 33KW String Three-Phase G03 Control Board V1.0 1000V DIP | 10
| 20120103100105 | Control board DIP | SUN 50KW String Three-Phase G04 Control Board V1.2 1100V PWM DIP | 10
| 20120106100089 | Auxiliary board DIP | SUN 33KW String Three-Phase G03 AC Connection Board V1.0 1000V DIP | 15
| 20120106100191 | Auxiliary board DIP | SUN 100KW String Three-Phase G02 Driver Board V1.0 1000V IGBT DIP | 3
| 20120103100192 | Control board DIP | SUN 5KW String Single Phase G05 Control Board V1.7 / DIP | 15
| 20120101100307 | Motherboard DIP | SUN 3-10KW String Three-Phase G06 Mainboard-20A India CR PID PNJ V2.0 1100V DIP | 3
| 20110101100377 | Motherboard DIP | SUN 12KW SG 05 LP3 MPPT2 48V Mainboard EU V1.4 DIP | 20
| 20110104100147 | Driver board DIP | SUN 6KW SG 02 LP2 2 48V Driver Board US V1.9 DIP | 10
| 20110106100267 | Auxiliary board DIP | SUN 50KW SG 01 HP3 Upper Capacitor Board EU V1.3 DIP | 2
| 20110106100684 | Auxiliary board DIP | SUN 12KW SG 05 LP3 2 48V Connection Board EU V1.2 DIP | 10
| 20120106100126 | Auxiliary board DIP | SUN 100KW String Three-Phase G01 Power Supply Board V1.3 1000V DIP | 50
| 20110103100188 | Control board DIP | SUN 10KW SG 02 LP1 Control Board EU V1.2 DIP | 10
| 20120103100006 | Control board DIP | SUN 33KW String Three-Phase Control Board V1.4 1000V DIP | 10
| 20110106100389 | Auxiliary board DIP | SUN 5KW SG 03 LP1 Relay Board EU V1.7 DIP | 8
| 20110106100421 | Auxiliary board DIP | SUN 12KW SG 04 LP3 PV Co-template / V1.0 DIP | 13
| 30221104000166 | gray ribbon cable | UL2651 28AWG Grey 34P FC-34P-FCL200mm | 50
| 30221104000882 | Inverter connection cable | Gray ribbon cable UL2651 28AWG Gray 30P FC-30P (with locking clip) - Reverse sequence FC-30P (with locking clip) - L=450mm | 50
| 30221104000128 | Connecting wire | UL1015 24AWG 3C-XHB-5Y-XHB-5YL260mm | 50
| 30221104000227 | gray ribbon cable | UL2651 28AWG Grey 40P FC-40P-FCL160mm | 50
| 30221104000165 | gray ribbon cable | UL2651 28AWG Grey 34P FC-34P-FCL30mm | 50
| 30081300000032 | relay | RY Hongfa HF161F-W 12V DC 103Ω 277 33mm Hand-plug | 150
| 30080811000056 | terminal | CN FORANY EU10-XX-15.0-00 5P 15 Green Bulk Hand-inserted | 25
| 30080803000180 | socket | CN Fu'anlian DG136HT-10.16mm-3P 3P Bulk Hand Insert | 50
| 30221104000018 | 4-core sheathed cable | UL2464 20AWG Black Single Thread XHB-4Y-XHBL550mm | 50
| 30221104000226 | gray ribbon cable | UL2651 28AWG Grey 50P FC-50P-FCL100mm | 50
| 30221104000657 | Inverter connection cable | Connector cable UL2468 26AWG Red and white 7P XHB-7Y-XHB-7Y reverse-L=100mm | 50
| 30221104000191 | Connecting wire | UL2468 26AWG Red and White 10P XHB-10Y-XHB-10Y Reverse L100mm | 20
| 30221104001693 | Inverter connection cable | Connector cable UL2468 26AWG Red and white 8P XHB-8Y-XHB-8Y reverse-L=120mm | 20
| 30221104000233 | Connecting wire | UL2468 26AWG Red and White 6P XHB-6Y-XHB-6Y Reverse L170mm | 20
| 30221104000260 | Connecting wire | UL2468 24AWG Blue and White 6P 6P Blue and White Ribbon Cable - XHB-2.54-7Y-GQ25 Series Metal Button Connector L200mm | 50
| 30220405000004 | connector | Connector: Dianwei VP-D4B-CHDF0 30A | 50
| 30220405000006 | connector | Connector Dianwei VP-D4B-PHDF0 30A | 50
| 30220405000271 | connector | Connector: Dianwei VP-D4C-CTSM0 D4C male connector (black) with end-cutting tool. | 50
| 30220405000269 | connector | Connector: Dianwei VP-D4C-PTSM0 D4C Board-End Tool Open Male Connector (Black) | 50
| 30220405000008 | connector | Connector DW421F2013B 30A | 50
| 30220405000009 | connector | Connector DW421M2013 30A | 50
| 30221104002234 | Inverter connection cable | Connecting cable UL1015 12AWG Black Single strand RNB3.5-4 (90 degrees) - Dianwei machined connector - L=200mm | 50
| 30221104002235 | Inverter connection cable | Connector cable UL1015 12AWG Red Single strand RNB3.5-4 (90 degrees) - Dianwei machined pins - L=200mm | 50
| 30080803000129 | socket | CN WAGO 250-8P-Front and Back Misalignment 3.5 8P 3.5mm PA66/Tin-plated Brass Gray Bulk Hand Insert | 50
| 30221104000869 | Inverter connection cable | Connector cable UL10269 4AWG Blue Single strand RNB22-6 cold terminal - L=400mm - with marking BUS-N | 50
| 20120101100205 | Motherboard DIP | SUN 20KW String Three-Phase G05 Mainboard (India) V1.2 1100V DIP | 10
| 20110106100267 | Auxiliary board DIP | SUN 50KW SG 01 HP3 Upper Capacitor Board EU V1.3 DIP | 18
| 20120101100314 | Motherboard DIP | SUN 5KW String Single Phase G05 Mainboard V2.1 600V Single Circuit Without Fuse DIP | 107 |  | India Office After-Sales Materials 4-3 Sea Freight (1)(1)
| 20120101100314 | Motherboard DIP | SUN 5KW string single-phase G05 motherboard V2.1 600V single circuit without fuse DIP | 43
| 20120101100163 | Motherboard DIP | SUN 3KW string single-phase G04 motherboard V1.4 500V with MOV, no fuse, DIP | 56
| 20120101100259 | Motherboard DIP | SUN 5KW String Single Phase G05 Mainboard V2.1 550V with Fuse DIP | 105
| 20120101100259 | Motherboard DIP | SUN 5KW string single-phase G05 motherboard V2.1 550V with fuse DIP | 45
| 20120101100163 | Motherboard DIP | SUN 3KW string single-phase G04 motherboard V1.4 500V with MOV, no fuse, DIP | 44
| 20120101100252 | Motherboard DIP | SUN 3KW String Single Phase G04 Mainboard V1.6 550V DC and AC MOV without fuse -20A DIP | 101
| 20120101100252 | Motherboard DIP | SUN 3KW String Single Phase G04 Mainboard V1.6 550V DC and AC MOV without fuse - 20A DIP | 88
| 20120101100289 | Motherboard DIP | SUN 2KW String Single Phase G04 Mainboard V1.6 550V DC and AC MOV without fuse - 20A DIP | 80
| 20120101100307 | Motherboard DIP | SUN 3-10KW String Three-Phase G06 Mainboard-20A India CR PID PNJ V2.0 1100V DIP | 32
| 20120101100307 | Motherboard DIP | SUN 3-10KW String Three-Phase G06 Mainboard-20A India CR PID PNJ V2.0 1100V DIP | 15
| 20120101100354 | Motherboard DIP | SUN 50KW String Three-Phase G04 Motherboard V1.2 1100V K75+DG120 DIP | 12
| 20120101100354 | Motherboard DIP | SUN 50KW string three-phase G04 motherboard V1.2 1100V K75+DG120 DIP | 18
| 20120104100033 | Driver board DIP | SUN 100KW String Three-Phase G02 Driver Board V1.0 1000V IGBT DIP | 4
| 20120101100357 | Motherboard DIP | SUN 40KW String Three-Phase G04 Motherboard V1.2 1100V K75+DG120 SPD DIP | 18
| 20120104100033 | Driver board DIP | SUN 100KW String Three-Phase G02 Driver Board V1.0 1000V IGBT DIP | 2
| 20120101100168 | Motherboard DIP | SUN 30-33KW String Three-Phase G04 Mainboard V1.5 1000V NCE DIP | 3
| 20120104100029 | Driver board DIP | SUN 100KW String Three-Phase G01 Driver Board Infineon Module V1.0 1100V DIP | 20
| 20120101100006 | Motherboard DIP | SUN 25KW String Three-Phase Mainboard V1.6 1000V DIP | 10
| 20120106100057 | Auxiliary board DIP | SUN 33KW String Three-Phase G02 Power Supply Board V1.1 1000V DIP | 10
| 30080602000013 | IGBT module | Infineon IGBT F3L200R12N2H3_B47 1200V 200A Hand-operated | 60
| 20120101100003 | Motherboard DIP | SUN 33KW String Three-Phase Mainboard V1.4 1000V DIP | 10
| 20120104100037 | Driver board DIP | SUN 136KW String Three-Phase G01 INV V1.1 1000V DIP | 5
| 20120106100067 | Auxiliary board DIP | SUN 100KW String Three-Phase Capacitor Board G01 V1.0 1000V DIP | 8
| 20120106100137 | Auxiliary board DIP | SUN 100KW string three-phase G01 capacitor board V1.1 1100V DIP | 14
| 20120104100036 | Driver board DIP | SUN 136KW String Three-Phase G01 boost V1.1 1000V DIP | 10
| 20120104100036 | Driver board DIP | SUN 136KW string three-phase G01 boost V1.1 1000V DIP | 10
| 20120106100055 | Auxiliary board DIP | SUN 100KW String Three-Phase G01 Bottom Power Board V1.0 1000V DIP | 20
| 20120103100121 | Control board DIP | SUN 100KW String Three-Phase G02 Single Tube Control Board V1.0 1100V DIP | 20
| 20120103100043 | Control board DIP | SUN 6-10KW String Three-Phase G05 Control Board / 1000V DIP | 30
| 20120104100026 | Driver board DIP | SUN 60KW String Three-Phase G03 Driver Board V1.0 1000V DIP | 10
| 20120103100106 | Control board DIP | SUN 40KW String Three-Phase G04 Control Board V1.2 1100V PWM DIP | 50
| 20120103100105 | Control board DIP | SUN 50KW String Three-Phase G04 Control Board V1.2 1100V PWM DIP | 40
| 20120106100072 | Auxiliary board DIP | SUN G01 WIFI V1.0 / DIP (Non-string Single-phase) | 50
| 20120106100201 | Auxiliary board DIP | SUN 136KW String Three-Phase G01 Isolated Fan Board V1.0 1000V DIP | 15
| 20120106100123 | Auxiliary board DIP | SUN 12KW String Three-Phase G06 Auxiliary Board V2.0 1000V DIP | 10
| 20120103100089 | Control board DIP | SUN 4KW String Single-Phase G04 Control Board V1.0 / Domestic Chip DIP | 50
| 20120106100191 | Auxiliary board DIP | SUN 100KW String Three-Phase G02 Driver Board V1.0 1000V IGBT DIP | 3
| 20120104100022 | Driver board DIP | SUN 60KW String Three-Phase G02 Driver Board V1.3 1000V DIP | 10
| 20120104100053 | Driver board DIP | SUN 100KW String Three-Phase G02 Driver Board V1.1 1000V IGBT DIP | 14
| 20120103100145 | Control board DIP | SUN 25KW String Three-Phase G05 Control Board (Trial Production) V1.0 1100V (TI) PWM DIP | 20
| 20120102100024 | LCD version DIP | SUN / String Three-Phase G03 Dual Communication Port LCD Panel (Small Screen) V1.0 / DIP | 20
| 20120102100019 | LCD version DIP | SUN LCD - Dual Communication Port Serial Three-Phase LCD Panel V1.0 / DIP | 30
| 20120101100079 | Motherboard DIP | SUN 3-18KW String Three-Phase G05 Motherboard V1.1 1000V DIP | 10
| 20120106100016 | Auxiliary board DIP | SUN 50KW String Three-Phase PV Board V1.2 1000V DIP | 10
| 20120106100084 | Auxiliary board DIP | SUN 15KW String Three-Phase Capacitor Board G01 V1.0 1000V DIP | 10
| 20120106100139 | Auxiliary board DIP | SUN 3KW String Single-Phase G04 Inductor Board V1.0 DIP | 20
| 20120103100038 | Control board DIP | SUN 3KW String Single-Phase G04 Control Board V1.0 / Domestic Chip DIP | 50
| 20120102100043 | LCD version DIP | SUN General Purpose String Single Phase LCD Panel V1.4 / DIP | 43
| 20120103100103 | Control board DIP | SUN 15KW String Three-Phase G06 Control Board (Advchip) - NO LCD 20A V1.1 1100V DIP | 19
| 20120103100075 | Control board DIP | SUN 20KW String Three-Phase G05 Control Board V1.0 1000V (Advchip) Screenless DIP | 10
| 20120103100143 | Control board DIP | SUN 25KW String Three-Phase G05 Control Board V1.2 1000V TI DIP | 10
| 20120103100137 | Control board DIP | SUN 36KW String Three-Phase G04 Control Board 1.0 1100V PWM with Screen DIP | 10
| 20120103100096 | Control board DIP | SUN 3-12KW String Three-Phase G06 Control Board (Advchip) - NO LCD 13A V1.0 1000V DIP | 20
| 20120103100008 | Control board DIP | SUN 25KW String Three-Phase Relay Control Board V1.4 1000V DIP | 10
| 20120103100068 | Control board DIP | SUN 136KW String Three-Phase G01 Control Board V1.0 1000V DIP | 20
| 203010598 | Control board DIP | SUN 3KW String Single Phase G03 Control Board V2.6 DIP | 30
| 20120103100136 | Control board DIP | SUN 5KW String Single-Phase G05 Control Board V1.1 / 18A DIP | 35
| 20120103100196 | Control board DIP | SUN 3KW String Single Phase G04 Control Board V1.7 / DIP | 50
| 20120103100198 | Control board DIP | SUN 5KW String Single-Phase G05 Single-Channel Control Board V1.7 / DIP | 50
| 20120101100174 | Motherboard DIP | SUN 3-10KW String Three-Phase G06 Mainboard-13A India V1.3 1000V DIP | 20
| 20120101100351 | Motherboard DIP | SUN 15KW string three-phase G06 motherboard-PNJ V3.3 1100V (fuse removed) DIP | 11
| 20120101100351 | Motherboard DIP | SUN 15KW string three-phase G06 motherboard-PNJ V3.3 1100V (fuse removed) DIP | 9
| 20120101100235 | Motherboard DIP | SUN 30-33KW String Three-Phase G04 Motherboard V1.5 1000V PWM DIP | 10
| 20120106100147 | Auxiliary board DIP | SUN 50KW String Three-Phase G04 Driver Board V1.0 1100V DIP | 30
| 20120106100075 | Auxiliary board DIP | SUN / String Three-Phase G02 PV Board V1.3 1000V DIP | 15
| 20120106100231 | Auxiliary board DIP | SUN 5KW String Single Phase G05 CON V1.1 / DIP | 20
| 30220501000011 | push button switch | Jinhong J25-372/B/48V Circular Pushbutton Switch - Double Open/Double Closed - D25mm - IP67 - Assembled | 30
| 20120106100320 | Auxiliary board DIP | SUN 136KW String Three-Phase G01 INV Post-Soldered Module V1.2 1000V DIP | 15
| 30080602000015 | IGBT module | IGBT ON Semiconductor NXH450N65L4Q2F2S1G-D 650V 450A Hand-operated | 45
| 30221801000063 | fan | Fan: Yongli MGT12012ZB-O25 12V 1.1A HB-3Y-L=100mm | 20
| 30221801000099 | fan | Fan NMB (Minebea) 08025SA-12R-AT 12V 0.5 XHB2.54-4Y L=495mm | 30
| 30221801000023 | fan | Fan NMB 08025SA-12R-ET 12V 0.5A L=390mm | 30
| 30221801000004 | Waterproof fan | Waterproof fan NMB 09225VE12QCTYY 12V 0.92A with JST waterproof connector - L=420mm | 30
| 30221801000085 | fan | Fan NMB (Minebea) 11925SA12RBT01-DC 12V 0.86A XHB-4Y-L=250mm | 30
| 30221801000108 | fan | Fan: Yongli MGT6012VB-R25-XHB2.54-3Y-L=130mm 12V 1A | 30
| 30221801000033 | fan | Fan, Yongli MGT6012ZB-O25（02） 12V 0.31A XHB2.54-3Y-L=250mm | 30
| 30221801000112 | fan | Fan, Yongyihao YY6025L12B, 12V, 0.42A, L=400mm | 30
| 30081300000032 | relay | RY Hongfa HF161F-W 12V DC 103Ω 277 33mm Hand-plug | 100
| 30081300000044 | relay | RY Hongfa HF167F-140 12V DC 57.6Ω 800 150 Manual Plug | 100
| 30081300000041 | relay | RY Seidler AZSR143 12V DC 90Ω 277 43 Hand-plug | 250
| 30080111000010 | Current sensor | SEN STK-32PL/A, 32A current, 25mV/A sensitivity, manual insertion. | 500
| 30080616000012 | rectifier diode | DIODE Vishay EPX3007L 650V 30A TO-247 Hand-operated | 300
| 30080603000120 | MOSFET | MOSFET P3M12080K4 NMOS 1200V 80mΩ@15V 38A TO247-4 (hand-operated) | 200
| 30080506000030 | power chip | IC ST 7805CV 35Vin 5Vout 1.5Aout LDO TO220 (hand-mounted) | 500
| 30080601000047 | IGBT | IGBT New Clean Energy NCE40TD120VTP 1200V 40A TO247 Hand-plug | 1000
| 30080601000039 | IGBT | IGBT Magna MBQ40T65QE 650V 40A TO247 Hand-operated | 500
| 30080601000084 | IGBT | IGBT StarPower DG50Q12T2Y 1200V 50A TO-247 Hand-operated | 300
| 30080601000007 | IGBT | IGBT Fairchild FGH40T65SHD 650V 40A TO247 Hand-operated | 100
| 30080506000055 | power chip | Infineon ICE3BR2280JZ IC, 800V isolated, 65kHz, 43W, DIP7, manual insertion. | 500
| 30080601000048 | IGBT | IGBT New Clean Energy NCE75TD120VTP 1200V 75A TO247 Hand-plug | 100
| 30080616000014 | rectifier diode | DIODE Vishay E5PH3006L-N3 600V 60A 130ns TO247 Hand-operated | 100
| 30080616000008 | rectifier diode | DIODE Vickers E5PH6012L 1200V 60A TO247 Hand-operated | 100
| 30080612000011 | silicon carbide diode | DIODE Xiamen Sanan DS120040G2 1200V 40A TO247 Hand-operated | 100
| 30221104000009 | Connecting wire | UL2468 26AWG Red and White 8P XHB-8Y-PH-8Y Reverse L550mm | 50
| 30221104000164 | gray ribbon cable | UL2651 28AWG Grey 60P FC-60P-FCL30mm | 50
| 30221104000020 | gray ribbon cable | UL2651 28AWG Grey 60P FC-60P-FCL360mm | 50
| 30221104000294 | Connecting wire | UL10269 8AWG Black Single Terminal Block RNB8-5 Cold Terminal (90 degrees) - RNB8-5 Cold Terminal L630mm - with GND-6 marking | 50
| 30221104000295 | Connecting wire | UL10269 8AWG Black Single Terminal Block RNB8-5 Cold Terminal (90 degrees) - RNB8-5 Cold Terminal L630mm - with GND-5 marking | 50
| 30221104000296 | Connecting wire | UL10269 8AWG Black Single Terminal Block RNB8-5 Cold Terminal (90 degrees) - RNB8-5 Cold Terminal L630mm - with GND-4 marking | 50
| 30221104000297 | Connecting wire | UL10269 8AWG Black Single Terminal Block RNB8-5 Cold Terminal (90 degrees) - RNB8-5 Cold Terminal L1100mm - with GND-3 marking | 50
| 30221104000298 | Connecting wire | UL10269 8AWG Black Single Terminal Block RNB8-5 Cold Terminal (90 degrees) - RNB8-5 Cold Terminal L900mm - with GND-2 marking | 50
| 30221104000299 | Connecting wire | UL10269 8AWG Black Single Terminal Block RNB8-5 Cold Terminal (90 degrees) - RNB8-5 Cold Terminal L730mm - with GND marking | 50
| 30220405000018 | connector | Connector: Dianwei VPAC06EW18-5P(SC) 33A | 20
| 30220405000036 | connector | Connector Dianwei VPAC06EW-3P(SC) 30A | 200
| 30080301000042 | Safety capacitors | CAP EPCOS X2 225 350V M Thin Film P27.5 Hand Insert | 200
| 30080302000042 | Thin film capacitors | Panasonic EZPE1B705LTB 7uF, 1100V K, thin film, P27.5, hand-mounted. | 30
| 30080302000016 | Thin film capacitors | CAP farad C6AR8805KF10382 8uF Voltage 380V K Thin film L42W26H41P37.5 Hand-operated | 200
| 30080302000013 | Thin film capacitors | CAP Farad C6AR2405KBW0550 4uF Voltage 350V K Thin Film L32W22H37P27.5 Hand-operated | 30
| 30080111000004 | Current transformer | SEN STK-200BS1 Current 200A Sensitivity 20mV/A Assembly | 50
| 30080111000014 | Current sensor | SEN VAC T60404-N4646-X461 100A Current, 6.25mV/A Sensitivity, Hand-operated | 50
| 30080601000059 | IGBT | IGBT On Semiconductor FGY100T65SCDT 650V 100A TO247 Hand-operated | 45
| 30080111000003 | Current sensor | SEN LEM HLSR32-P Current 32A Sensitivity 25mV/A Hand-operated | 30
| 30080111000025 | Current sensor | SEN STK-50-PL/A-50A | 50
| 30080111000046 | Current sensor | SEN CRRC NACA.32T-P6VN, current 32A, sensitivity 25mV/A, manual insertion. | 150
| 30081102000053 | High-frequency switching transformer | TR Jingfei PQ3225-3KW-SG-24V 3.0mHmH 30:7:6:9:9:6:7:30 Ferrite 39*36*35 Hand-inserted | 20
| 30081102000121 | High-frequency switching transformer | TR EE16HA3 4.0mH 90:105:105:105 Ferrite 18.5*22*17mm Hand-inserted | 50
| 30081300000030 | relay | RY Hongfa JZC-32F-012-HS3 12V DC 320Ω 250V 5A Manual Connector | 150
| 30081101000007 | Current transformer | CT Hishi Magnetic STK-20HD/P2 Hand Insertion | 500
| 30080305000050 | Standard surface mount capacitors | CAP SAMSUNG 105 50V K X7R 0805 Surface Mount | 500
| 30080602000013 | IGBT module | Infineon IGBT F3L200R12N2H3_B47 1200V 200A Hand-operated | 100
| 30081002000013 | surge protector | GDT Zhejiang Zhengdu PV670-20F 670 20KA Hand-operated | 150
| 30313900000006 | Desoldering gun | Desoldering gun | 20
| 30220405000018 | connector | Connector: Dianwei VPAC06EW18-5P(SC) 33A | 30
| 30220405000049 | connector | Connector VPAC07EW18-5S 33A | 30
| 30221602000037 | Temperature sensor | Temperature sensor 100K-3950-200mm-glass fiber tube | 100
| 30220405000016 | connector | Connector Fengnian EP030-2124-00 17.5A | 200
| 30140400000173 | rubber pad | Rubber pad 128*97.7*3.3mm, silicone rubber, 100KW | 300
| 30080811000016 | terminal | CN Combined ATA-115-2-3P 3P Bulk Hand-inserted | 20
| 30080811000015 | terminal | CN Combined ATA-115-2-2P 2p Bulk Hand-inserted | 20
| 30080803000153 | socket | CN Jiade, Xinrong XHB/BTW25004 4P 2.54mm SC PA66/Tin-plated Brass Bulk Hand-operated | 50
| 30080603000063 | MOSFET | MOS UnitedSIC UJ3C120070K3S NMOS 1200V 70 25A TO-247 Hand-operated | 4
| 30080308000026 | solid capacitors | CAP CapXon PG470M025E058PTRZRIL 47uF 25V Medium Solid State D6.3*C7.2*L5.8*P2.2 3000H at125℃ Surface Mount | 450
| 30080514000041 | driver chip | IC Suming Semiconductor SLM343CK-DG SOP6 Surface Mount | 500
| 30080410000350 | Chip resistors | RES Yageo RC0603 20K F 1/10W Standard 0603 Surface Mount | 1500
| 30080410000241 | Chip resistors | RES Yageo 2K F 1/10W Standard 0603 Surface Mount | 1500
| 30080410000332 | Chip resistors | RES Yageo AF1206 510K F 1/4W Standard 1206 Surface Mount | 1500
| 30080410000257 | Chip resistors | RES Yageo 510Ω J 1/4W Standard 1206 Surface Mount | 1500
| 30080410000356 | Chip resistors | RES Yageo AF0603 5.1K F 1/10W Standard 0603 Surface Mount | 1500
| 30080410000293 | Chip resistors | RES Yageo AF1206 120Ω F 1/4W Standard 1206 Surface Mount | 1500
| 30080410000357 | Chip resistors | RES Yageo RC1210 5.1Ω F 1/2W Standard 1210 Surface Mount | 1500
| 30080410000294 | Chip resistors | RES Yageo AF1206 1M F 1/4W Standard 1206 Surface Mount | 1500
| 30080410000613 | Standard surface mount resistors | RES Yageo RC1206FR 27Ω F 1/4W Standard 1206 Surface Mount | 1500
| 30080410000226 | Chip resistors | RES Yageo 1K F 1/10W Standard 0603 Surface Mount | 1500
| 30080410000255 | Chip resistors | RES Yageo 2.2K F 1/10W Standard 0603 Surface Mount | 1500
| 30080410000278 | Chip resistors | RES Yageo 1.2K F 1/8W Standard 0805 Surface Mount | 1500
| 30080410000246 | Chip resistors | RES Yageo 4.7K F 1/10W Standard 0603 Surface Mount | 1500
| 30080410000634 | Standard surface mount resistors | RES Yageo 2Ω F 1/10W Standard 0603 Surface Mount | 1500
| 30080410000314 | Chip resistors | RES Yageo AF0805 120Ω F 1/8W Standard 0805 Surface Mount | 1500
| 30080410000304 | Chip resistors | RES Yageo AF0805 1K F 1/8W Standard 0805 Surface Mount | 1500
| 30080410000313 | Chip resistors | RES Yageo AF0805 200Ω F 1/8W Standard 0805 Surface Mount | 1500
| 30080410000245 | Chip resistors | RES Yageo 30K F 1/10W Standard 0603 Surface Mount | 1500
| 30080410000243 | Chip resistors | RES Yageo 100K J 1/10W Standard 0603 Surface Mount | 1500
| 30080410000228 | Chip resistors | RES Yageo 100Ω F 1/10W Standard 0603 Surface Mount | 1500
| 30080410000236 | Chip resistors | RES Yageo 10K F 1/10W Standard 0603 Surface Mount | 1500
| 30080410000208 | Chip resistors | RES Yageo 0Ω F 1/4W Standard 1206 Surface Mount | 1500
| 30080410000297 | Chip resistors | RES Yageo AF1206 200K F 1/4W Standard 1206 Surface Mount | 1500
| 30080410000312 | Chip resistors | RES Yageo AF1206 10Ω F 1/4W Standard 1206 Surface Mount | 1500
| 30080305000035 | Standard surface mount capacitors | CAP SAMSUNG 104 50V K X7R 0603 Surface Mount | 500
| 30080512000021 | Logic chip | IC CR Silicon Technology ULN2003CB SOP16 Surface Mount | 1000
| 30080513000002 | comparator | IC 3PEAK LM2903AL1-SR Comparator SOP8 Surface Mount | 500
| 30080305000176 | Standard surface mount capacitors | CAP Yageo 102 50V J NPO 0805 Surface Mount | 500
| 30080305000026 | Standard surface mount capacitors | CAP SAMSUNG 104 50V K X7R 0805 Surface Mount | 500
| 30080305000075 | Standard surface mount capacitors | CAP SAMSUNG CL31B106KAHNNNE 106 Voltage 25V K X7R 1206 Surface Mount | 500
| 30080305000039 | Standard surface mount capacitors | CAP SAMSUNG 102 Voltage 50V J NPO 0603 Surface Mount | 500
| 30080305000034 | Standard surface mount capacitors | CAP SAMSUNG 105 25V K X5R 0603 Surface Mount | 500
| 30080305000037 | Standard surface mount capacitors | CAP SAMSUNG 103 50V K X7R 0603 Surface Mount | 500
| 30080305000047 | Standard surface mount capacitors | CAP SAMSUNG 106 25V K X5R 0805 Surface Mount | 500
| 30080611000031 | Fast recovery diode | DIODE Yangjie HS1M 1000V 1A 100ns SMA Surface Mount | 500
| 30080611000027 | Fast recovery diode | DIODE Yangjie US2D 200V 2A 50ns SMB Surface Mount | 500
| 30080514000024 | driver chip | Lite-On LTV-6341P IC, 30V 3A SO6, surface mount. | 500
| 30080517000012 | op amp chip | IC TI TL074IDR 4 sets SOP14 surface mount | 500
| 30080506000104 | power chip | IC DIODES AZ431LANTR-G1 1.25-18Vout 100mAout ±0.5% SOT23 Surface Mount | 500
| 30080308000003 | Surface Mount Solid Capacitors | CAP Unicon UMB1C101M0606TR 100uF 16V M Electrolytic D6.3*H6.5 2000H at125℃ Surface Mount | 100
| 30080506000036 | power chip | IC TI TPS54231DR 28Vin 2Aout DC-DC SOP8 Surface Mount | 200
| 30080605000033 | triode | Q Crystal growth 2SC554 NPN 100V 2A SOT-89 Surface mount | 100
| 30080615000013 | Schottky diode | DIODE Yangjie SS34 40V 3A SMB Surface Mount | 50
| 30080410000209 | Chip resistors | RES Yageo 30Ω F 1/4W Standard 1206 Surface Mount | 200
| 30080513000002 | comparator | IC 3PEAK LM2903AL1-SR Comparator SOP8 Surface Mount | 500
| 30081102000085 | High-frequency switching transformer | TR Jingfei 40:40:40:40 EE13 L14.5W14H16 Hand-inserted | 25
| 30080304000067 | Electrolytic capacitors | CAP Jianghao CD286 470uF 35V M AEC 10*16-P5 2000H at 105℃ Socket | 100
| 30221104001327 | Inverter connection cable | Connector cable UL3512 12AWG Red and Black 2P RNB5.5-4 cold terminal 30080203000009 ferrite ring - RNB5.5-4 cold terminal - L=60mm+160mm - with markings T-A1 T-A2 T-B1 T-B2 | 15
| 30090802000009 | Eleven-slot assembly | GB/T9074.4-1988 Eleven-slot assembly, M, 4mm * 10mm, galvanized carbon steel | 60
| 30270109000043 | Cable ties (wire ties) | Cable ties 4*300mm, temperature resistant 180℃ | 15
| 30320100000660 | Accessories | High-power DC regulated power supply ETM-6030C | 5
| 20110101100271 | Motherboard DIP | SUN 5KW SG 03 LP1 2 48V Motherboard EU V2.6 DIP | 15
| 20110106101042 | Auxiliary board DIP | SUN B 50KW SG 01 HP3 Relay Board EU V1.8 DIP | 20
| 20110101100272 | Motherboard DIP | SUN 5KW SG 03 LP1 2 48V Motherboard V2 EU V1.2 DIP | 15
| 20110104100141 | Driver board DIP | SUN 8KW SG 02 LP1 2 48V Driver Board (5754 Imported) EU V1.2 DIP | 10
| 20110104100135 | Driver board DIP | SUN 12KW SG 04 LP3 2 48V Driver Board (CH7+ES5) EU V1.6 DIP | 10
| 20110106100759 | Auxiliary board DIP | SUN 5KW SG 03 LP1 Hongfa Replacement Board EU V1.2 DIP | 50
| 20110104100066 | Driver board DIP | SUN 50KW SG 01 HP3 Power Board (ES5) EU V1.4 DIP | 20
| 20110104100111 | Driver board DIP | SUN 20KW SG 01 HP3 Power Board (New Long March + Infineon) EU V1.6.1 DIP | 10
| 20110101100318 | Motherboard DIP | SUN 8KW SG 05 LP1 Motherboard EU V1.9 DIP | 20
| 20110101100192 | Motherboard DIP | SUN 12KW SG 02 LP1 2 48V Motherboard EU V1.1 DIP | 10
| 20110101100160 | Motherboard DIP | SUN 8KW SG 02 LP1 2 48V Motherboard EU V2.4 DIP | 10
| 20110101100209 | Motherboard DIP | SUN 5-20KW SG 01 HP3 DC Input Board EU V1.6.1 DIP | 10
| 20110104100103 | Driver board DIP | SUN 20KW SG 01 HP3 Power Board (New Long March + Terino) EU V1.6.1 DIP | 10
| 20110106100851 | Auxiliary board DIP | SUN 50KW SG 01 HP3 Generator Board EU V1.4.1 DIP | 20
| 20110106100567 | Auxiliary board DIP | SUN 12KW SG 05 LP3 2 48V Relay Board EU V1.1 DIP | 20
| 20110106101044 | Auxiliary board DIP | SUN 15KW SG 01 HP3 Interface Board EU V1.5.5 DIP | 10
| 20110106100062 | Auxiliary board DIP | SUN 12KW SG 04 LP3 WIFI Board EU V1.0 DIP | 50
| 20110106100200 | Auxiliary board DIP | SUN 15KW SG 01 HP3 Connector Board EU V1.1 DIP | 10
| 20110106100379 | Auxiliary board DIP | SUN 3KWW SG 04 LP1 AC board EU V1.2 DIP | 9
| 20110106100379 | Auxiliary board DIP | SUN 3KWW SG 04 LP1 AC board EU V1.2 DIP | 11
| 20110106100057 | Auxiliary board DIP | SUN 12KW SG 04 LP3 Capacitor Board EU V1.0 DIP | 10
| 20110106100107 | Auxiliary board DIP | SUN 8KW SG 05 LP1 Capacitor Board EU V1.0 DIP | 10
| 20110106100301 | Auxiliary board DIP | SUN 12-25KW SG 01 HP3 AC Output Board EU V1.6 DIP | 10
| 20110106100558 | Auxiliary board DIP | SUN 8KW SG 05 LP1 Connector Board V2 EU V1.1 DIP | 20
| 20110106100060 | Auxiliary board DIP | SUN 12KW SG 04 LP3 PV board EU V1.0 DIP | 10
| 20110106100261 | Auxiliary board DIP | SUN 15KW SG 01 HP3 Interface Board EU V1.5 DIP | 30
| 20110106100300 | Auxiliary board DIP | SUN 8KW SG 05 LP1 Relay Board - MSOS EU V1.0 DIP | 10
| 20110106100932 | Auxiliary board DIP | SUN A 12-25KW SG 01 HP3 Generator Board EU V1.6 DIP | 10
| 20110106100367 | Auxiliary board DIP | SUN 5KW SG 04 LP1 Connector Board EU V1.5 DIP | 10
| 20110106100684 | Auxiliary board DIP | SUN 12KW SG 05 LP3 2 48V Connection Board EU V1.2 DIP | 10
| 20110106100371 | Auxiliary board DIP | SUN 5KW SG 03 LP1 Battery Terminal Y Capacitor Small Board EU V1.0 DIP | 10
| 20110106100274 | Auxiliary board DIP | SUN 12KW SG 04 LP3 WIFI Board EU V1.1 DIP | 10
| 20110106100518 | Auxiliary board DIP | SUN 12KW SG 05 LP3 2 48V PVEMC Board EU V1.0 DIP | 20
| 20110106100380 | Auxiliary board DIP | SUN 12KW SG 04 LP3 BATEMC EU V1.0 DIP | 20
| 20110106100883 | Auxiliary board DIP | SUN 8KW SG 02 LP2 Arc Plate US V2.2 DIP | 20
| 20110103100345 | Control board DIP | SUN 8KW SG 05 LP1 Control Board 26A Domestic Microcontroller V2 EU V1.4B DIP | 20
| 20110106100109 | Auxiliary board DIP | SUN 8KW SG 05 LP1 Relay Board EU V1.0 DIP | 11
| 20110106100300 | Auxiliary board DIP | SUN 8KW SG 05 LP1 Relay Board - MSOS EU V1.0 DIP | 19
| 20110106100533 | Auxiliary board DIP | SUN 8KW SG 05 LP1 PV Co-template EU V1.2 DIP | 20
| 20110103100242 | Control board DIP | SUN 12KW SG 05 LP3 2 48V Control Board EU V1.2 DIP | 30
| 20110104100208 | Auxiliary board DIP | SUN B 50KW SG 01 HP3 Power Board (ES5) EU V1.5 DIP | 10
| 20110103100144 | Control board DIP | SUN 12KW SG 04 LP3 2 48V Control Board (EMC) EU V1.6 DIP | 20
| 20110103100271 | Control board DIP | SUN 6KW SG 03 LP1 Control Board EU V1.6 DIP | 10
| 20110103100270 | Control board DIP | SUN 5KW SG 03 LP1 Control Board EU V1.6 DIP | 5
| 20110103100204 | Control board DIP | SUN 20KW SG 01 HP3 Control Board (After-sales Dedicated) EU V1.6 DIP | 10
| 20110103100111 | Control board DIP | SUN 20KW SG 01 HP3 Control Board EU V1.5 DIP | 10
| 20110103100170 | Control board DIP | SUN 6KW SG 04 LP1 Control Board EU V1.1B DIP | 10
| 20110106100365 | Auxiliary board DIP | SUN 8KW SG 05 LP1 Generator Board EU V1.1 DIP | 20
| 20110106100389 | Auxiliary board DIP | SUN 5KW SG 03 LP1 Relay Board EU V1.7 DIP | 12
| 20110102100139 | LCD version DIP | SUN 8KW SG 02 LP1 LCD Panel (Neutral) / V1.0 Supercapacitor DIP | 35
| 20110104100156 | Driver board DIP | SUN 12KW SG 05 LP3 2 48V Driver Board EU V1.1 DIP | 20
| 20110102100077 | LCD version DIP | SUN 12KW SG 04 LP3 LCD Panel (Neutral) / V1.0 Supercapacitor DIP | 30
| 20110102100027 | LCD version DIP | SUN 12KW SG 04 LP3 LCD Panel (Neutral) \ V1.5 DIP | 20
| 20110102100050 | LCD version DIP | SUN 15KW SG 01 HP3 LCD Panel EU V1.5 DIP | 10
| 20110102100151 | LCD version DIP | SUN 8KW SG 02 LP1 LCD Panel EU V1.8 DIP | 50
| 20110102100130 | LCD version DIP | SUN 15KW SG 01 HP3 LCD Panel EU V1.7 DIP | 40
| 20110106100421 | Auxiliary board DIP | SUN 12KW SG 04 LP3 PV Co-template / V1.0 DIP | 7
| 30080202000053 | Differential mode inductor | IND 100KW-580uH-2.4*2P*29T-40A-L4 580 uH K Current 40 Assembly | 50
| 30080202000051 | Differential mode inductor | IND 100KW-580uH-2.4*2P*29T-40A-L2 580 uH K Current 40 Assembly | 50
| 30080202000050 | Differential mode inductor | IND 100KW-580uH-2.4*2P*29T-40A-L1 580 uH K Current 40 Assembly | 50
| 20110101100308 | Motherboard DIP | SUN 3.6KW SG 04 LP1 2 48V Mainboard (18A) EU V1.8 DIP | 15
| 30320100004276 | Accessories | Soldering station BK90, 90W | 10
| 30221104000739 | Inverter connection cable | Connector cable UL1015 14AWG Red Single Wire RNB2-5 Cold Terminal - RNB2-5 Cold Terminal L=380mm with marking HV | 50
| 20120102100043 | LCD version DIP | SUN General Purpose String Single Phase LCD Panel V1.4 / DIP | 7
| 20120103100103 | Control board DIP | SUN 15KW String Three-Phase G06 Control Board (Advchip) - NO LCD 20A V1.1 1100V DIP | 1
| 20120106100201 | Auxiliary board DIP | SUN 136KW String Three-Phase G01 Isolated Fan Board V1.0 1000V DIP | 5
| 20120103100197 | Control board DIP | SUN 4KW String Single-Phase G04 Control Board V1.7 / DIP | 100
| 30080202000054 | Differential mode inductor | IND 100KW-580uH-2.4*2P*29T-40A-L5 580 uH K Current 40 Assembly | 50
| 30080202000052 | Differential mode inductor | IND 100KW-580uH-2.4*2P*29T-40A-L3 580 uH K Current 40 Assembly | 50
| 30080202000055 | Differential mode inductor | IND 100KW-580uH-2.4*2P*29T-40A-L6 580 uH K Current 40 Assembly | 50
| 30221700000076 | Antenna | Ingen Data Acquisition Stick (WiFi-Bluetooth) LSW-5A5253 - Deyeyun Manual | 20 |  | Akshay India Office After-Sales Materials 6-17(1)(1)
| 20110106101113 | Auxiliary board DIP | UN A 30KW SG 02 HP3 WIFI Board EU V1.0 DIP | 20
| 30140400000020 | CR sealing ring | Rubber pad 102*119*2mm neoprene | 20
| 30081602000001 | heat sink | HS Xuyang AL6063 Heatsink 25*23*15 Aluminum Black Assembled | 60
| 30080603000110 | MOSFET | MOSFET P3M171K0K3 NMOS 1700V 1Ω 4A TO247 (hand-operated) | 100
| 10100605000021 | BMS Accessory Pack | SE-G5.3 BMS | 4
| 20110101100285 | Motherboard DIP | SUN 5KW SG 04 LP2 MPPT2 48V Mainboard (18A) EU V1.8 DIP | 40 |  | India Office
| 20110101100285 | Motherboard DIP | SUN 5KW SG 04 LP2 MPPT2 48V Mainboard (18A) EU V1.8 DIP | 40
| 20110104100156 | Driver board DIP | SUN 12KW SG 05 LP3 2 48V Driver Board EU V1.1 DIP | 11
| 20110101100285 | Motherboard DIP | SUN 5KW SG 04 LP2 MPPT2 48V Mainboard (18A) EU V1.8 DIP | 8
| 30081601000040 | thermal pads | HS alumina ceramic sheet thermal pad 22*35*1 96%AL2O3 | 20
| 30081601000040 | thermal pads | HS alumina ceramic sheet thermal pad 22*35*1 96%AL2O3 | 10
| 30081601000040 | thermal pads | HS alumina ceramic sheet thermal pad 22*35*1 96%AL2O3 | 50
| 30081601000040 | thermal pads | HS alumina ceramic sheet thermal pad 22*35*1 96%AL2O3 | 20
| 30081601000045 | thermal pads | HS alumina ceramic sheet thermal pad 37*26*1 96%AL2O3 | 20
| 30081601000097 | thermal pads | HS Aluminum Nitride Ceramic Thermal Pads 20*30*1 ALN (Aluminum Nitride) Assembly | 10
| 20110104100156 | Driver board DIP | SUN 12KW SG 05 LP3 2 48V Driver Board EU V1.1 DIP | 11
| 20110101100306 | Motherboard DIP | SUN 3KW SG 04 LP1 MPPT1 48V Mainboard (18A) EU V1.8 DIP | 8
| 20110104100156 | Driver board DIP | SUN 12KW SG 05 LP3 2 48V Driver Board EU V1.1 DIP | 11
| 20110101100306 | Motherboard DIP | SUN 3KW SG 04 LP1 MPPT1 48V Mainboard (18A) EU V1.8 DIP | 8
| 20110101100318 | Motherboard DIP | SUN 8KW SG 05 LP1 Motherboard EU V1.9 DIP | 5
| 20110104100256 | Driver board DIP | SUN 12KW SG 05 LP3 MPPT2 48V Driver Board EU V1.0 Assembly Transformer DIP | 7
| 20110101100307 | Motherboard DIP | SUN 3KW SG 04 LP1 MPPT1 24V Mainboard (18A) EU V1.8 DIP | 5
| 20110101100306 | Motherboard DIP | SUN 3KW SG 04 LP1 MPPT1 48V Mainboard (18A) EU V1.8 DIP | 3
| 20110104100107 | Driver board DIP | SUN 12KW SG 02 LP2 48V Driver Board (Imported Infineon) US V1.1 DIP | 3
| 20120103100121 | Control board DIP | SUN 100KW String Three-Phase G02 Single Tube Control Board V1.0 1100V DIP | 24 |  | India Office After-Sales Materials (Single-Pipe Alternative) 7-17(1)
| 20120104100053 | Driver board DIP | SUN 100KW String Three-Phase G02 Driver Board V1.1 1000V IGBT DIP | 15
| 20120106100361 | Auxiliary board DIP | SUN 136KW string three-phase G01 INV Silan Microelectronics V1.3 1000V DIP | 24
| 20120103100193 | Control board DIP | SUN 136KW string three-phase G01 control board, single tube V1.1 1000V DIP | 15
| 20120106100361 | Auxiliary board DIP | SUN 136KW string three-phase G01 INV Silan Microelectronics V1.3 1000V DIP | 24
| 20120103100193 | Control board DIP | SUN 136KW string three-phase G01 control board, single tube V1.1 1000V DIP | 15
| 20120106100361 | Auxiliary board DIP | SUN 136KW string three-phase G01 INV Silan Microelectronics V1.3 1000V DIP | 2
| 20120103100193 | Control board DIP | SUN 136KW string three-phase G01 control board, single tube V1.1 1000V DIP | 20
| 30221602000038 | Temperature sensor | Temperature sensor 100K-3950-450mm-glass fiber tube - HGGII | 50
| 30080107000037 | Temperature sensor | SEN New High-Tech 100K-3950-300mm-Fiberglass Tube | 100
| 30090802000013 | Phillips pan head three-piece combination screw | GBT9074.4-1988 Cross Pan Head Three-Piece Combination Screws M 4mm * 8mm Blue-White Zinc Carbon Steel | 150
| 30090401000016 | Single-head hexagonal stud | Single head, external hexagonal, M 4mm * 12 + 6mm, no stainless steel. | 300
| 30090802000009 | Eleven-slot assembly | GB/T9074.4-1988 Eleven-slot assembly, M, 4mm * 10mm, galvanized carbon steel | 1650
| 30081601000113 | thermal pads | HS Gladys aluminum nitride ceramic thermal pad, 60.1*37*1mm, ALN aluminum nitride, assembled with R3 rounded corners, horizontal. | 300
| 30081601000114 | thermal pads | HS Gladys aluminum nitride ceramic thermal pad, 60.1*37*1mm, ALN aluminum nitride, assembled with R3 rounded corners, longitudinal. | 300
| 30081002000008 | surge protector | GDT PTG PV-670-20M2-10 670 ±10% 20kA Hand-inserted | 500
| 30080517000012 | op amp chip | IC TI TL074IDR 4 sets SOP14 surface mount | 200
| 20120104100053 | Driver board DIP | SUN 100KW String Three-Phase G02 Driver Board V1.1 1000V IGBT DIP | 15
| 20120103100121 | Control board DIP | SUN 100KW String Three-Phase G02 Single Tube Control Board V1.0 1100V DIP | 26
| 20120104100053 | Driver board DIP | SUN 100KW String Three-Phase G02 Driver Board V1.1 1000V IGBT DIP | 15
| 20120201000151 | Inverter string heat sink | 136KW 554.4*400*93mm 1060 Toothed Heatsink (No Adhesive) - Safety Compliance Rectification - Single Tube - For Repair | 20
| 20120106100054 | Auxiliary board DIP | SUN 100KW String Three-Phase G01 PV Board V1.1 1000V DIP | 26
| 20120104100053 | Driver board DIP | SUN 100KW String Three-Phase G02 Driver Board V1.1 1000V IGBT DIP | 5
| 30081601000094 | thermal pads | HS [Brand] Alumina Ceramic Sheet Thermal Pad 37*79*196%AL203 with Chamfered Corners (Assembled) | 300
| 30081601000095 | thermal pads | HS [Brand] Alumina Ceramic Sheet Thermal Pad 37*54*196%AL2O3 with Chamfered Corners (Assembled) | 300
| 30090802000009 | Eleven-slot assembly | GB/T9074.4-1988 Eleven-slot assembly, M, 4mm * 10mm, galvanized carbon steel | 1650
| 30090401000049 | Single-head hexagonal stud | Single-ended external hexagonal stud, M 4mm * 80+6mm, stainless steel, 4.8mm. | 250
| 30090401000090 | Single-head hexagonal stud | Single-ended external hexagonal stud, M 4mm * 92+6mm, stainless steel. | 150
| 30090401000016 | Single-head hexagonal stud | Single head, external hexagonal, M 4mm * 12 + 6mm, no stainless steel. | 500
| 30090804000006 | Hex socket assembly | GBT70-1985 Assembly Socket Components, M 5mm * 15mm, Nickel-plated, Carbon Steel | 300
| 30090802000001 | Phillips pan head screws | GBT818-2000 11-way slot assembly, M, 4mm * 14mm, nickel-plated, carbon steel | 600
| 30090401000034 | Single-head hexagonal stud | Single head, external hexagonal, M 4mm * 10 + 6mm, no stainless steel. | 100
| 30080107000037 | Temperature sensor | SEN New High-Tech 100K-3950-300mm - Fiberglass Tube | 150
| 20120201000105 | Inverter string heat sink | 100KW-G02 Single Tube 451*300*93 1060 | 20
| 20120201000105 | Inverter string heat sink | 100KW-G02 Single Tube 451*300*93 1060 | 20
| 20120201000105 | Inverter string heat sink | 100KW-G02 Single Tube 451*300*93 1060 | 10
| 20120201000151 | Inverter string heat sink | 136KW 554.4*400*93mm 1060 Toothed Heatsink (No Adhesive) - Safety Compliance Rectification - Single Tube - For Repair | 12
| 20120201000151 | Inverter string heat sink | 136KW 554.4*400*93mm 1060 Toothed Heatsink (No Adhesive) - Safety Compliance Rectification - Single Tube - For Repair | 12
| 20120201000151 | Inverter string heat sink | 136KW 554.4*400*93mm 1060 Toothed Heatsink (No Adhesive) - Safety Compliance Rectification - Single Tube - For Repair | 6
| 20110106101042 | Auxiliary board DIP | SUN B 50KW SG 01 HP3 Relay Board EU V1.8 DIP | 10 |  | After-sales materials for the India office 2025-8-6(1)
| 20120103100044 | Control board DIP | SUN 80KW string three-phase G03 control board V1.4 1000V DIP | 20
| 20120106100322 | Auxiliary board DIP | SUN / / G04 RS232-RS485-Isolation-Vertical V1.3 / Yingzhen DIP | 50
| 20120103100135 | Control board DIP | SUN 3-12KW String Three-Phase G06 Control Board (TI)-NO LCD-20A V2.0 1100V DIP | 30
| 20110103100169 | Control board DIP | SUN 5KW SG 04 LP1 Control Board EU V1.1B DIP | 30
| 20110106101042 | Auxiliary board DIP | SUN B 50KW SG 01 HP3 Relay Board EU V1.8 DIP | 10
| 20110103100144 | Control board DIP | SUN 12KW SG 04 LP3 2 48V Control Board (EMC) EU V1.6 DIP | 20
| 30221700000006 | Data acquisition stick WiFi | Data Acquisition Stick 2.4G DB9 LSW-3A5251-Xiyingzhen-DB9 (without markings) | 50
| 20120101100087 | Motherboard DIP | SUN 80KW String Three-Phase G03 Motherboard V1.0 1000V DIP | 10
| 20110101100377 | Motherboard DIP | UN 12KW SG 05 LP3 MPPT2 48V Mainboard EU V1.4 DIP | 5
| 20120106100105 | Auxiliary board DIP | SUN 136KW string three-phase G01 output1 V1.0 1000V DIP | 4
| 20120106100105 | Auxiliary board DIP | SUN 136KW string three-phase G01 output1 V1.0 1000V DIP | 6
| 20110101100377 | Motherboard DIP | UN 12KW SG 05 LP3 MPPT2 48V Mainboard EU V1.4 DIP | 15
| 20120104100028 | Driver board DIP | SUN 100KW String Three-Phase G01 Driver Board V1.0 1100V DIP | 10
| 20120106100054 | Auxiliary board DIP | SUN 100KW String Three-Phase G01 PV Board V1.1 1000V DIP | 10
| 30080602000001 | IGBT module | IGBT Weike FT12NMA200SH01 1200V 200A Hand-operated | 30
| 20120106100325 | Auxiliary board DIP | SUN General String Single Phase / CON V1.6 / Ingenium DIP | 50
| 20120106100283 | Auxiliary board DIP | SUN 33KW string three-phase G04 Current+DRM+AFCI+EMC V1.0 1100V DIP | 20
| 20120106100380 | Auxiliary board DIP | SUN Universal String Single Phase G05 WIFI-USB-CON V1.0 / DIP | 50
| 20120103100198 | Control board DIP | SUN 5KW String Single-Phase G05 Single-Channel Control Board V1.7 / DIP | 100
| 20120103100196 | Control board DIP | SUN 3KW String Single-Phase G04 Control Board V1.7 / DIP | 100
| 30080111000038 | Current sensor | SEN STK-P/M1S-1 1.0A sensitivity 1.2V/A hand plug | 200
| 30080601000059 | IGBT | IGBT On Semiconductor FGY100T65SCDT 650V 100A TO247 Hand-operated | 300
| 30080601000050 | IGBT | IGBT Magna MBQ60T65PES 650V 60A TO247 Hand-operated | 500
| 30081002000008 | surge protector | GDT PTG PV-670-20M2-10 670 ±10% 20kA Hand-inserted | 200
| 30220401000113 | Terminal | Terminal block, Takamatsu DG100D-A-02P-13-02Z(H) 100A, Black | 5
| 30220401000114 | Terminal | Terminal block, Takamatsu DG100D-A-02P-16-02Z(H) 100A, Red | 5
| 10100603000004 | Stand accessory kit | Old version cluster frame ear hook. Neutral. No remarks. | 1
| 10100605000005 | BMU Accessory Pack | GB-LM4.0 GB-LM4.0 Neutral | 15
| 10100605000037 | BMS Accessory Pack | RW-M5.3-Pro Neutral (M6) | 15
| 10100605000037 | BMS Accessory Pack | RW-M5.3-Pro Neutral (M6) | 15
| 10100605000015 | BMS Accessory Pack | RW-M5.3 RW-M5.3 Neutral | 15
| 10010202003299 | Three-phase string inverter | SUN 90KW G02 P3 MPPT6 H 1100V Circuit Breaker, Deye External WIFI RS485 Meter, India FESTA String Current Detector V1 | 1 |  | India Office Complete System After-Sales Materials 8-19
| 10010102002497 | Three-phase energy storage inverter | SUN 30KW SG 01 HP3 White MPPT3 800V High Voltage 50KW Type B EU 3.5TFT CT GEN Deye WIFI India FESTA V2 | 1
| 10010202003015 | Three-phase string inverter | SUN 25KW G05 P3 MPPT2 H 1100V Circuit Breaker, Built-in WIFI RS485 Meter, India FESTA - Built-in +4G - New Casing V1 | 2
| 10010102002485 | Three-phase energy storage inverter | SUN 12KW SG 05 LP3 Black MPPT2 48V Locking Type EU 3.5TFT CT GEN Deye WIFI India FESTA V3 | 2
| 10010202003025 | Three-phase string inverter | SUN 40KW G04 P3 MPPT4 H 1100V Circuit Breaker with Built-in WIFI RS485 Meter, India FESTA - Built-in +4G - New Housing, String Current Detection V1 | 2
| 10010202003026 | Three-phase string inverter | SUN 50KW G04 P3 MPPT4 H 1100V Circuit Breaker with Built-in WIFI RS485 Meter, India FESTA - Built-in +4G - New Housing, String Current Detection V1 | 2
| 10010202003300 | Three-phase string inverter | SUN 60KW G04 P3 MPPT4 H 1100V Circuit Breaker, Deye External WIFI RS485 Meter, India FESTA String Current Detector V1 | 1
| 10010202003301 | Three-phase string inverter | SUN 80KW G04 P3 MPPT4 H 1100V Circuit Breaker, Deye External WIFI RS485 Meter, India FESTA String Current Detector V1 | 3
| 20120106100054 | Auxiliary board DIP | SUN 100KW String Three-Phase G01 PV Board V1.1 1000V DIP | 24 |  | India Office After-Sales Materials (Single-Pipe Replacement IGBT Solution, New Material) 8-23
| 30090804000006 | Hex socket assembly | GBT70-1985 Assembly Socket Components, M 5mm * 15mm, Nickel-plated, Carbon Steel | 400
| 30160803000010 | doornail | Door nails, zinc alloy, 64*31*10.5mm, black, flush-mount hinges. | 200 |  | India Office After-sales Materials 9-11
| 30090503000012 | Flange nuts | GBT6177-2000 Flange Nuts M 4mm None Stainless Steel Right | 400
| 30090801000017 | Cross-groove assembly | GBT9074.4-1988 Cross-groove assembly M 4mm * 12mm Waxed Stainless Steel | 400
| 20110103100338 | Control board DIP | SUN 20KW SG 05 LP3 2 48V Control Board EU V1.1 DIP | 10 |  | Akshay, from the Indian office, brings his own after-sales materials (9-25).
| 20120102100019 | LCD version DIP | SUN LCD - Dual Communication Port Serial Three-Phase LCD Panel V1.0 / DIP | 10
| 20120103100159 | Control board DIP | SUN 80KW String Three-Phase G04 Control Board V1.0 1000V Fast Shutdown Arc Breaker DIP | 10
| 20120106100073 | Auxiliary board DIP | SUN 485-232 String Three-Phase / WIFI Board / 1000V DIP | 36
| 30080111000016 | Current sensor | SEN Tamura L18P025D15 Current 25A Sensitivity 64mV/A Hand-operated | 50
| 30160803000010 | doornail | Door nails, zinc alloy, 64*31*10.5mm, black, flush-mount hinges. | 10
| 20120106100073 | Auxiliary board DIP | SUN 485-232 String Three-Phase / WIFI Board / 1000V DIP | 14 |  | Akshay, from the Indian office, brought his own after-sales materials and reissued them on September 25th.
| 20120106100323 | Auxiliary board DIP | SUN / / G04 RS232-RS485-Isolation-Vertical V1.3 / Yibang DIP | 30
| 30221700000061 | Antenna | Black WiFi antenna with 1.37mm double solder wire + first-generation terminal, L=100mm | 30
| 10100605000091 | BMS Accessory Pack | SE-F5 PLUS SE-F5 PLUS DEYE Penghui GSP50160119F_L LVESS13_MOS_V1.1 | 3 |  | Asay from the Indian office took it away herself on 25-11-21
| 10100605000102 | BMS Accessory Pack | SE-F5 PLUS SE-F5 PLUS DEYE 20710102100002BMS board | 2
| 10100605000032 | BMS Accessory Pack | SE-G5.1-Pro-B SE-G5.1-Pro-B Neutral No Notes | 4
| 20120106100201 | Auxiliary board DIP | SUN 136KW String Three-Phase G01 Isolated Fan Board V1.0 1000V DIP | 10
| 20110103100170 | Control board DIP | SUN 6KW SG 04 LP1 Control Board EU V1.1B DIP | 5
| 20120103100046 | Control board DIP | SUN 75KW String Three-Phase G01 Control Board V1.0 1000V DIP | 5
| 20120103100041 | Control board DIP | SUN 60KW string three-phase G02 control board V1.4 1000V DIP | 5
| 20120103100196 | Control board DIP | SUN 3KW String Single-Phase G04 Control Board V1.7 / DIP | 5
| 20120103100198 | Control board DIP | SUN 5KW String Single-Phase G05 Single-Channel Control Board V1.7 / DIP | 5
| 30080506000035 | power chip | IC ST L7815CV 35Vin ADJout 1.5Aout LDO TO220 Hand-mounted | 20
| 30080506000115 | power chip | IC Jiangsu Changjing LM317 T0-220-2L (Hand-inserted) | 20
| 30080515000011 | Communication chips | Nanochip Microelectronics NSi1050 CAN DUB-8 Surface Mount | 20
| 30080515000031 | Communication chips | IC Kaitu Micro CA-IS3082WNX 485 Communication SOP16 Surface Mount | 20
| 30080506000053 | Power module | Mornsun B0505XT IC, Isolated 1000VDC 4.5-5.5Vin 5Vout 1W, SOP5 Surface Mount | 20
| 30080506000103 | power chip | IC UTC UC3843BP-S08-R -40~125℃ SOP-8 Surface Mount | 20
| 20110104100240 | Driver board DIP | SUN E 80KW SG 02 HP3 Power Board EU V1.8 DIP | 5 |  | After-sales materials for the India office 11-3(1)
| 20110101100339 | Motherboard DIP | SUN E 80KW SG 02 HP3 DC Input Board EU V1.5 DIP | 5
| 20110106100977 | Auxiliary board DIP | SUN E 80KW SG 02 HP3 Lower Layer Capacitor Board EU V1.3 DIP | 5
| 20110106100694 | Auxiliary board DIP | SUN 5KW SG 04 LP1 Southeast Asia Relay Board EU V1.2 DIP | 30
| 20110106101094 | Auxiliary board DIP | SUN E 80KW SG 02 HP3 Interface Board EU V1.3.1 DIP | 5
| 20110106100105 | Auxiliary board DIP | SUN 5KW SG 04 LP1 Generator Board EU V1.1 DIP | 17
| 20110106100963 | Auxiliary board DIP | SUN E 80KW SG 02 HP3 XCAP EU V1.3 DIP | 5
| 20110106100090 | Auxiliary board DIP | SUN 12KW SG 02 LP2 Connector Board (Sol-Ark) US V1.2 DIP | 5
| 20110106100055 | Auxiliary board DIP | SUN 5KW SG 04 LP1 Generator Board EU V1.0 DIP | 20
| 20110106101047 | Auxiliary board DIP | SUN E 80KW SG 02 HP3 AC Output Board EU V1.4 DIP | 5
| 20110106101092 | Auxiliary board DIP | SUN E 80KW SG 02 HP3 Relay Board EU V1.5.2 DIP | 5
| 20110106100969 | Auxiliary board DIP | SUN E 80KW SG 02 HP3 Generator Board EU V1.0 DIP | 5
| 20110106100780 | Auxiliary board DIP | SUN 80KW SG 02 HP3 Upper Capacitor Board EU V1.0 DIP | 5
| 20110106100362 | Auxiliary board DIP | SUN 5KW SG 04 LP1 AC board EU V1.2 DIP | 5
| 20110103100386 | Control board DIP | SUN E 80KW SG 02 HP3 Control Board EU V1.3 DIP | 5
| 20110103100170 | Control board DIP | SUN 6KW SG 04 LP1 Control Board EU V1.1B DIP | 20
| 20110102100151 | LCD version DIP | SUN 8KW SG 02 LP1 LCD Panel EU V1.8 DIP | 30
| 20110102100077 | LCD version DIP | SUN 12KW SG 04 LP3 LCD Panel (Neutral) / V1.0 Supercapacitor DIP | 20
| 20110102100130 | LCD version DIP | SUN 15KW SG 01 HP3 LCD Panel EU V1.7 DIP | 30
| 20110102100139 | LCD version DIP | SUN 8KW SG 02 LP1 LCD Panel (Neutral) / V1.0 Supercapacitor DIP | 20
| 20110102100027 | LCD version DIP | SUN 12KW SG 04 LP3 LCD Panel (Neutral) \ V1.5 DIP | 20
| 20110106100965 | Auxiliary board DIP | SUN E 80KW SG 02 HP3 ACDR EU V1.3 DIP | 2
| 20120104100053 | Driver board DIP | SUN 100KW String Three-Phase G02 Driver Board V1.1 1000V IGBT DIP | 10
| 20120104100023 | Driver board DIP | SUN 75KW String Three-Phase G03 Driver Board V1.0 1000V DIP | 5
| 20120103100046 | Control board DIP | SUN 75KW String Three-Phase G01 Control Board V1.0 1000V DIP | 20
| 20120104100023 | Driver board DIP | SUN 75KW String Three-Phase G03 Driver Board V1.0 1000V DIP | 5
| 20120106100361 | Auxiliary board DIP | SUN 136KW string three-phase G01 INV Silan Microelectronics V1.3 1000V DIP | 5
| 20120104100036 | Driver board DIP | SUN 136KW string three-phase G01 boost V1.1 1000V DIP | 5
| 20120103100046 | Control board DIP | SUN 75KW String Three-Phase G01 Control Board V1.0 1000V DIP | 10
| 20120101100087 | Motherboard DIP | SUN 80KW String Three-Phase G03 Motherboard V1.0 1000V DIP | 15
| 20120103100121 | Control board DIP | SUN 100KW String Three-Phase G02 Single Tube Control Board V1.0 1100V DIP | 10
| 20120103100196 | Control board DIP | SUN 3KW String Single-Phase G04 Control Board V1.7 / DIP | 30
| 20120101100087 | Motherboard DIP | SUN 80KW String Three-Phase G03 Motherboard V1.0 1000V DIP | 5
| 20120106100107 | Auxiliary board DIP | SUN 136KW string three-phase G01 capacitor board V1.0 1000V DIP | 5
| 20120103100041 | Control board DIP | SUN 60KW string three-phase G02 control board V1.4 1000V DIP | 30
| 20120103100110 | Control board DIP | SUN 100KW String Three-Phase G02 Control Board V1.0 1100V DIP | 20
| 20120103100193 | Control board DIP | SUN 136KW string three-phase G01 control board, single tube V1.1 1000V DIP | 5
| 20120106100213 | Auxiliary board DIP | SUN 5KW String Single-Phase Capacitor Board V1.1 / DIP | 30
| 20120106100202 | Auxiliary board DIP | SUN 136KW String Three-Phase G01 Power Supply Board V1.1 1000V DIP | 31
| 20120102100019 | LCD version DIP | SUN LCD - Dual Communication Port Serial Three-Phase LCD Panel V1.0 / DIP | 7
| 30080506000115 | power chip | IC Jiangsu Changjing LM317 T0-220-2L (Hand-inserted) | 300
| 30080506000139 | power chip | IC UTC LM7812AL-TA3-T TO220 Hand Insert | 500
| 30080618000023 | rectifier bridge rectifier | DIODE Yangjie GBJ2516A 1600V 25A D25 Hand-operated | 500
| 30080506000035 | power chip | IC ST L7815CV 35Vin ADJout 1.5Aout LDO TO220 Hand-mounted | 500
| 30080506000048 | power chip | Infineon ICE3BS03LJG IC is available in isolated 65kHz SOP8 mount. | 500
| 30080514000016 | driver chip | Toshiba TLP152 SOP5 IC Surface Mount | 1000
| 30081001000174 | Fuse | FUSE Jimen ANS-S150A 32V 150A Slow-Break 41*10mm Assembly | 100
| 30080506000103 | power chip | IC UTC UC3843BP-S08-R -40~125℃ SOP-8 Surface Mount | 500
| 30080406000017 | Thermistor | RES Guotong MZ9230RN PTC R25=30Ω±30% 0.3 14A Silicone Resin / Hand-held Green Flame Retardant UL 94V-0 | 500
| 30080410000312 | Chip resistors | RES Yageo AF1206 10Ω F 1/4W Standard 1206 Surface Mount | 1000
| 30080410000357 | Chip resistors | RES Yageo RC1210 5.1Ω F 1/2W Standard 1210 Surface Mount | 1000
| 30221104001123 | Inverter connection cable | Connector cable UL10267 20AWG Red and black 4P XHB-5Y-XHB-5Y reverse-L=550m | 5
| 30140400000132 | rubber pad | Rubber pad 447*296*2.8mm Silicone rubber 100KW-G2 | 10
| 30140400000134 | rubber pad | Rubber pad 550*396*2.8mm, silicone rubber, 136KW | 5
| 30221104000954 | Inverter connection cable | UL2651-28AWG Gray 14P FC-14P-FC-L=35mm | 5
| 30081601000045 | thermal pads | HS alumina ceramic sheet thermal pad 37*26*1 96%AL2O3 | 160
| 30081601000095 | thermal pads | HS [Brand] Alumina Ceramic Sheet Thermal Pad 37*54*196%AL2O3 with Chamfered Corners (Assembled) | 60
| 30090802000009 | Eleven-slot assembly | GB/T9074.4-1988 Eleven-slot assembly, M, 4mm * 10mm, galvanized carbon steel | 495
| 30090804000006 | Hex socket assembly | GBT70-1985 Assembly Socket Components, M 5mm * 15mm, Nickel-plated, Carbon Steel | 90
| 30090401000016 | Single-head hexagonal stud | Single head, external hexagonal, M 4mm * 12 + 6mm, no stainless steel. | 100
| 30221602000038 | Temperature sensor | Temperature sensor 100K-3950-450mm-glass fiber tube - HGGII | 5
| 30090401000090 | Single-head hexagonal stud | Single-ended external hexagonal stud, M 4mm * 92+6mm, stainless steel. | 30
| 30090401000049 | Single-head hexagonal stud | Single-ended external hexagonal stud, M 4mm * 80+6mm, stainless steel, 4.8mm. | 50
| 30080107000037 | Temperature sensor | SEN New High-Tech 100K-3950-300mm - Fiberglass Tube | 40
| 30090802000013 | Phillips pan head three-piece combination screw | GBT9074.4-1988 Cross Pan Head Three-Piece Combination Screws M 4mm * 8mm Blue-White Zinc Carbon Steel | 15
| 30090803000001 | external hexagonal assembly | GB/T9074.13-1988 External Hexagonal Joint M 6mm * 12mm Galvanized Carbon Steel | 15
| 30090401000034 | Single-head hexagonal stud | Single head, external hexagonal, M 4mm * 10 + 6mm, no stainless steel. | 20
| 30090802000001 | Phillips pan head screws | GBT818-2000 11-way slot assembly, M, 4mm * 14mm, nickel-plated, carbon steel | 120
| 30081601000113 | thermal pads | HS Gladys aluminum nitride ceramic thermal pad, 60.1*37*1mm, ALN aluminum nitride, assembled with R3 rounded corners, horizontal. | 30
| 30081601000114 | thermal pads | HS Gladys aluminum nitride ceramic thermal pad, 60.1*37*1mm, ALN aluminum nitride, assembled with R3 rounded corners, longitudinal. | 30
| 30081601000094 | thermal pads | HS [Brand] Alumina Ceramic Sheet Thermal Pad 37*79*196%AL203 with Chamfered Corners (Assembled) | 60
| 10100605000037 | BMS | RW-M5.3-Pro Neutral (M6) | 30
| 10100605000066 | BMS Accessory Pack | OS-G-PDU-2 BOS-G-PDU-2 Neutral EVE Energy Cell | 30
| 30220200000030 | Large relay | Large relay, Bestco BSBC7-150TH-P-277 150A, 65mm wire length, Tyco connector 1-1827864-2 | 15
| 30081001000142 | Fuse | FUSE Boyue A4305-200A 1000V 200A Fast-Blow Fuse, White | 30
| 10100605000021 | BMS | SE-G5.3 SE-G5.3 Neutral | 40
| 10100605000065 | BMU Accessory Pack | BOS-G-Pack 5.1 BOS-G-Pack 5.1 Neutral EVE 100Ah | 8
| 30221501000008 | Display screen | Display Screen HYS0263S-nTC2L-VB Huayuan - Horizontal Connector | 5
| 30221501000004 | Display screen | Display Screen HYS0263S-nTC2L-VA Huayuan | 5
| 20120201000105 | Inverter string heat sink | 100KW-G02 Single Tube 451*300*93 1060 | 10
| 20120201000151 | Inverter string heat sink | 136KW 554.4*400*93mm 1060 Toothed Heatsink (No Adhesive) - Safety Compliance Rectification - Single Tube - For Repair | 5
| 20120106100202 | Auxiliary board DIP | SUN 136KW String Three-Phase G01 Power Supply Board V1.1 1000V DIP | 19
| 20120102100019 | LCD version DIP | SUN LCD - Dual Communication Port Serial Three-Phase LCD Panel V1.0 / DIP | 33
| 20120106100406 | Auxiliary board DIP | SUN General Purpose String Three-Phase / 485-232-WIFI Board V1.0 1000V Isolated Communication Chip Widened with Inductor Added Trial Production DIP | 50
| 20120106100303 | Auxiliary board DIP | SUN 100KW string three-phase G01 AC output board with discharge resistor V1.5 1000V DIP | 5 |  | India office after-sales materials replacement 11-3 (1)
| 20120106100361 | Auxiliary board DIP | SUN 136KW string three-phase G01 INV Silan Microelectronics V1.3 1000V DIP | 30
| 20120103100193 | Control board DIP | SUN 136KW string three-phase G01 control board, single tube V1.1 1000V DIP | 30
| 20120106100055 | Auxiliary board DIP | SUN 100KW String Three-Phase G01 Bottom Power Board V1.0 1000V DIP | 20
| 20120106100201 | Auxiliary board DIP | SUN 136KW String Three-Phase G01 Isolated Fan Board V1.0 1000V DIP | 100
| 20110103100263 | Control board DIP | SUN 8KW SG 05 LP1 Control Board EU V1.4B DIP | 20
| 20110103100169 | Control board DIP | SUN 5KW SG 04 LP1 Control Board EU V1.1B DIP | 20
| 20110106100965 | Auxiliary board DIP | SUN E 80KW SG 02 HP3 ACDR EU V1.3 DIP | 3
| 20110106100896 | Auxiliary board DIP | SUN E 80KW SG 02 HP3 XCAP EU V1.1 DIP | 5
| 20110106100105 | Auxiliary board DIP | SUN 5KW SG 04 LP1 Generator Board EU V1.1 DIP | 3
| 20120102100019 | LCD version DIP | SUN LCD - Dual Communication Port Serial Three-Phase LCD Panel V1.0 / DIP | 100
| 20120103100196 | Control board DIP | SUN 3KW String Single-Phase G04 Control Board V1.7 / DIP | 20
| 30221104000954 | Inverter connection cable | UL2651-28AWG Gray 14P FC-14P-FC-L=35mm | 30
| 30090401000016 | Single-head hexagonal stud | Single head, external hexagonal, M 4mm * 12 + 6mm, no stainless steel. | 420
| 30090804000006 | Hex socket assembly | GBT70-1985 Assembly Socket Components, M 5mm * 15mm, Nickel-plated, Carbon Steel | 180
| 30221602000038 | Temperature sensor | Temperature sensor 100K-3950-450mm-glass fiber tube - HGGII | 30
| 30080107000037 | Temperature sensor | SEN New High-Tech 100K-3950-300mm-Fiberglass Tube | 60
| 30221104001123 | Inverter connection cable | Connector cable UL10267 20AWG Red and black 4P XHB-5Y-XHB-5Y reverse-L=550m | 30
| 30140400000134 | rubber pad | Rubber pad 550*396*2.8mm, silicone rubber, 136KW | 30
| 30090802000009 | Eleven-slot assembly | GB/T9074.4-1988 Eleven-slot assembly, M, 4mm * 10mm, galvanized carbon steel | 990
| 30090803000001 | external hexagonal assembly | GB/T9074.13-1988 External Hexagonal Joint M 6mm * 12mm Galvanized Carbon Steel | 90
| 30090802000013 | Phillips pan head three-piece combination screw | GBT9074.4-1988 Cross Pan Head Three-Piece Combination Screws M 4mm * 8mm Blue-White Zinc Carbon Steel | 90
| 30081601000113 | thermal pads | HS Gladys aluminum nitride ceramic thermal pad, 60.1*37*1mm, ALN aluminum nitride, assembled with R3 rounded corners, horizontal. | 180
| 30081601000114 | thermal pads | HS Gladys aluminum nitride ceramic thermal pad, 60.1*37*1mm, ALN aluminum nitride, assembled with R3 rounded corners, longitudinal. | 180
| 30081601000045 | thermal pads | HS alumina ceramic sheet thermal pad 37*26*1 96%AL2O3 | 960
| 20120106100105 | Auxiliary board DIP | SUN 136KW string three-phase G01 output1 V1.0 1000V DIP | 5
| 20120103100068 | Control board DIP | SUN 136KW String Three-Phase G01 Control Board V1.0 1000V DIP | 30
| 20120201000151 | Inverter string heat sink | 136KW 554.4*400*93mm 1060 Toothed Heatsink (No Adhesive) - Safety Compliance Rectification - Single Tube - For Repair | 13
| 20120201000151 | Inverter string heat sink | 136KW 554.4*400*93mm 1060 Toothed Heatsink (No Adhesive) - Safety Compliance Rectification - Single Tube - For Repair | 11
| 20120201000151 | Inverter string heat sink | 136KW 554.4*400*93mm 1060 Toothed Heatsink (No Adhesive) - Safety Compliance Rectification - Single Tube - For Repair | 6
| 20120102100019 | LCD version DIP | SUN LCD - Dual Communication Port Serial Three-Phase LCD Panel V1.0 / DIP | 60
| 30220405000211 | connector | Connector HCN120-M0-C-0105 Orange Keyless IP67 Socket | 5
| 30220405000210 | connector | Connector HCN120-M0-B-0105 Black Keyless IP67 Socket | 5
| 30221105000444 | Battery connection cable | SE-G5.3 UL10269 4AWG Black 1PIN 270mm Parallel Power Harness Negative Terminal | 5
| 30221105000445 | Battery connection cable | SE-G5.3 UL10269 4AWG Red 1PIN 270mm Parallel Power Harness Positive Terminal | 5
| 30220401000138 | Terminal | Terminal block, Fu'anlian PW60-02-02D-C-SUS, black, screw and nut, carbon steel, zinc-plated nickel alloy. | 10
| 30220401000139 | Terminal | Terminal block, Fu'anlian PW60-02-02D-C-SUS-RD, red, screw and nut, carbon steel, zinc-nickel plated. | 10
| 30220402000006 | Terminal block assembly | RJ450 terminal block with 120Ω terminating resistor (12 pins) | 10
| 30081001000176 | Fuse | FUSE Boyue A372102-400 DY DC250V 400A Fast-Blow Fuse Assembly | 10
| 30220200000040 | Large relay | Same as BOS-A PDU | 9
| 30220405000288 | connector | Connector Amphenol C10-791710-1101 Black 30-degree key layout IP67 Socket (M8) Busbar copper busbar mounting | 3
| 30220405000287 | connector | Connector Amphenol C10-791710-0100 Orange 24-degree key IP67 Socket (M8) Busbar Copper Busbar Mounting | 3
| 30220405000219 | connector | Connector Takamatsu ESS-250A-70-B/S-BK-02 GH-CAP Black Keyless IP67 Socket | 3
| 30220405000220 | connector | Connector: Takamatsu ESS-250A-70-B/S-OR-03 GH-CAP Orange Keyless IP67 Socket | 3
| 30081001000183 | Fuse | Same as BOS-A PDU | 6
| 30220521000063 | air switch | Air switch, Liangxin NDB6Z-125 C125A/3P | 3
| 30081001000142 | Fuse | FUSE Boyue A4305-200A 1000V 200A Fast-Blow Fuse, White | 10
| 30221105000664 | Battery connection cable | GE-F60 UL1569 22AWG Gray 2PIN Terminating Resistor | 10
| 30221608000001 | Fire sensors | Fire sensor LEL combustible gas testing device - 1902022420 | 3
| 30220532000011 | Limit switch | Limit switch Eaton LP-11/RL4 | 3
| 30220507000006 | surge protector | Surge protector, Sidel MJ8-C6A, RJ45 network port | 3
| 30220507000008 | surge protector | Surge protector, Sidell DS42S 280 | 3
| 30220507000009 | surge protector | Surge protector Sidel SSD50-230 | 3
| 30221505000013 | Power indicator light green | Power indicator light, Jinhong HQ-1TO-U/G/24V | 3
| 30221505000014 | Power indicator light red | Power indicator light, Jinhong HQ-1TO-U/R/24V | 3
| 30220405000190 | connector | Connector Amphenol C10-730187-1101 Black 180-degree key IP67 socket | 5
| 30220405000191 | connector | Connector Amphenol C10-730187-0100 Orange 90-degree key IP67 socket | 5
| 30221105001198 | Battery connection cable | GB-LBS-Pro ULCAT5EFTP 24AWG Black 8PIN RJ45 Waterproof Terminating Resistor | 5
| 30221105000604 | Battery connection cable (power cable between battery packs) | SE-G5.1-Pro-B UL10269 4AWG Red 1PIN Parallel Positive Terminal - Hongrida 120A Elbow Double-ended | 2
| 30221105000603 | Battery connection cable (power cable between battery packs) | SE-G5.1-Pro-B UL10269 4AWG Black 1PIN Parallel Negative Terminal S-Hongrida 120A Elbow Double-ended | 2
| 30220521000113 | air switch | Circuit breaker, Tianzheng TGBG-125 2P C125 (RoHS) 125A SE-G5.1Pro | 3
| 30220405000096 | quick plug | Connector, Fengnian Technology, 910065500, 130A, Orange, 25mm | 10
| 30220405000097 | quick plug | Connector, Fengnian Technology, 910065600, 130A, Black, 25mm | 10
| 30220405000098 | Fast socket | Connector, Fengnian Technology 910051300 130A Orange M5 Thread, Individually Waterproof | 15
| 30220405000099 | connector | Connector, Fengnian Technology, 910051700, 130A, Black, M5 Thread, Individually Waterproof | 15
| 30220200000014 | Large relay | Large relay, Bestway BSBC7-150TH-P-228 150A | 15
| 30220405000236 | connector | Connector, Takamatsu ESS-120A-25-B/S-BK-01-CAP, Black, Keyless, IP67 Socket | 20
| 30220405000237 | connector | Connector: Takamatsu ESS-120A-25-B/S-OR-01-CAP, Orange, Keyless, IP67 Socket | 20
| 30221107000039 | Power line | Series connection between batteries | 15
| 30220200000029 | Large relay | Same as BOS-A PDU BOS-W-PDU BOS-G PDU-2 | 3
| 30220200000015 | Large relay | Same as BOS-G | 3
| 30220200000030 | Large relay | Large relay, Bestco BSBC7-150TH-P-277 150A, 65mm wire length, Tyco connector 1-1827864-2 | 15
| 30221801000109 | fan | Fan: Yongli MGT8024UB-W25 24V | 10
| 30220200000028 | Large relay | Large relay, Hongfa HFZ21-50, 50A, 85mm wire length, Tyco connector 1-1827864-2 | 9
| 30220521000093 | air switch | Circuit breaker, Tianzheng TGBG-125 1P C125 (RoHS) | 10
| 30221105000535 | Battery connection cable | RW-M5.3-Pro UL10269 4AWG Red 1PIN LVESS02 PCS Positive Electrode RNBS22 6+SC2510 1500mm | 3
| 30221105000536 | Battery connection cable | RW-M5.3-Pro UL10269 4AWG Black 1PIN PCS Negative Electrode RNBS22 6+SC25 10 1500mm | 3
| 30221105000031 | Battery connection cable | SUNB-5.0-E03-51-3U UL10269 4AWG Black 1PIN 300mm Parallel Power Cable Negative | 6
| 30221105000032 | Battery connection cable | SUNB-5.0-E03-51-3U UL10269 4AWG Black 1PIN 300mm Parallel Power Cable Negative | 6
| 30221105000601 | Battery connection cable (power cable between inverters) | SE-G5.1-Pro-B UL10269 4AWG Red 1PIN PCS Positive Terminal 1500 One-end Hongrida 120A Elbow Connector One-end M10 Terminal | 3
| 30221105000602 | Battery connection cable (power cable between inverters) | SE-G5.1-Pro-B UL10269 4AWG Black 1PIN PCS Negative-1500 One end Hongrida 120A Elbow Connector One end M10 Terminal | 3
| 30221105000579 | Battery connection cable | SE-G5.1-Pro-B UL1569 24AWG Red/Black 3PIN LVESS02_V1.3 | 3
| 30221105000448 | Battery connection cable | SE-G5.3 UL10269 4AWG Black 1PIN PCS Power Harness Negative Terminal 1500mm | 5
| 30221105000449 | Battery connection cable | SE-G5.3 UL10269 4AWG Red 1PIN PCS Power Harness Positive Terminal 1500mm | 5
| 30221105000071 | Battery connection cable | SUNHB-5.1-E01-51-3U UL2426 22AWG Black 2PIN Cable Harness Replacement | 2
| 30221105001748 | Communication line | Communication lines between batteries | 20
| 30221105000528 | Battery connection cable | GE-F60 UL1569 16AWG Black 10PIN BMS-BMU Communication Harness | 20
| 30221107000515 | Battery connection cable single PIN | ESP-250A-70-OR-00(42) UL10269 1AWG Red 3000mm SC50-10 | 2
| 30221107000516 | Battery connection cable single PIN | ESP-250A-70-BK-00(42) UL10269 1AWG Black 3000mm SC50-10 | 2
| 30221105000667 | Battery connection cable single PIN | BOS-G-PDU-2 UL10269 4AWG Red 1PIN PCS Power Harness Positive Terminal 2000mm | 5
| 30221105000668 | Battery connection cable single PIN | BOS-G-PDU-2 UL10269 4AWG Black 1PIN PCS Power Harness Negative Terminal 2000mm | 5
| 30221107000063 | Power line | High voltage box to battery pack positive terminal | 15
| 30221107000040 | Power line | Power lines between clusters | 5
| 30221107000064 | Power line | From high voltage box to battery pack negative terminal | 4
| 30221107000446 | Power line | From high voltage box to battery pack negative terminal | 2
| 30221105001098 | Battery connection cable | GE-F60 UL1430 22AWG Gray 4PIN BMU Temperature Acquisition | 20
| 30221105001099 | Battery connection cable | GE-F60 UL1569 24AWG Black 18PIN BMS Temperature Acquisition Cable (Xingqin) | 3
| 30221105001096 | Battery connection cable | GB-L4.0 UL1569 24AWG Black 18PIN BMS Temperature Acquisition Cable Version V1.1 - Xingqin | 5
| 30221105001101 | Battery connection cable | GB-LB-Pro UL1569 24AWG Black 10PIN BMS Temperature Acquisition Cable - Xingqin | 5
| 30221105000670 | Battery connection cable | GB-LBS-Pro UL10269 6AWG Black 1PIN PCS Power Cable Negative Terminal 2000mm | 3
| 30221105000669 | Battery connection cable | GB-LBS-Pro UL10269 6AWG Red 1PIN PCS Power Cable Positive Terminal 2000mm | 3
| 10100605000021 | BMS Accessory Pack | SE-G5.3 SE-G5.3 Neutral | 70
| 10100605000021 | BMS Accessory Pack | SE-G5.3 SE-G5.3 Neutral | 10
| 10100605000049 | BMS Accessory Pack | SE-G5.1 SE-G5.1 Neutral No Remarks | 5
| 10100605000021 | BMS Accessory Pack | SE-G5.3 SE-G5.3 Neutral | 11
| 10100605000084 | BMS Accessory Pack | SE-G5.1 SE-G5.1 DEYE Penghui GSP50160119F_D | 10
| 30221608000005 | Fire sensors | Fire sensor 45681-246 Apollo | 6
| 30221601000005 | Water immersion sensor | Liquid level sensor JS-DP-2N Kunlun Coast | 3
| 30314100000041 | CAN card | CAN Card USBCAN-II Innovation Technology | 10
| 30320100003745 | Discharge equipment wiring harness | Discharge equipment wiring harness | 37
| 30320100003745 | Intelligent module discharge equipment | DY23150-2K-105 | 2
| 30320100011038 | DC regulated power supply | DC Regulated Power Supply, XinXing Power Supply Manufacturing Plant, Adjustable Switching Power Supply, 120V, 4000W | 2
| 10100605000060 | BMU Accessory Pack | BOS-W-Pack5.1 BOS-W-Pack5.1 Neutral Zhengli 104Ah | 5
| 10100605000077 | BMS Accessory Pack | RW-L2.5A DEYE LVESS12_V1.1 24V 100A V1.1 DIP (Non-Heating Version) | 5
| 10100605000078 | BMS Accessory Pack | RW-L5.1 RW-L5.1 DEYE LVESS11_V1.1 48V 120A V1.1 DIP (No Heating Version) | 3
| 10100605000082 | BMS Accessory Pack | BOS-B-PDU-2 BOS-B-PDU-2 Neutral Ripu 280Ah | 3
| 10100605000066 | BMS Accessory Pack | BOS-G-PDU-2 BOS-G-PDU-2 Neutral EVE Energy Cell | 8
| 10100605000022 | BMU Accessory Pack | GE-F-BP5.1 GE-F-BP5.1 Neutral | 10
| 10100605000023 | BMS Accessory Pack | GE-F-PDU GE-F-PDU Neutral / | 3
| 10100605000005 | BMU Accessory Pack | GB-LM4.0 GB-LM4.0 Neutral | 10
| 10100605000047 | BMS Accessory Pack | GB-LBS-Pro GB-LBS-Pro Neutral HVCU04_V1.1 EVE | 4
| 10100605000065 | BMU Accessory Pack | BOS-G-Pack 5.1 BOS-G-Pack 5.1 Neutral EVE 100Ah | 20
| 10100605000061 | BMU Accessory Pack | BOS-B-Pack 14.3 Neutral, Ruipu Lanjun 280Ah | 10
| 20720105100002 | DIP adapter board | HVCV02_BMU_Adapter_COM_V1.0 160-1000V 100A V1.0 DIP | 20
| 30221105001094 | Battery connection cable | BOS-GM5.1 UL1430 22AWG Gray 9PIN BMU Temperature Acquisition Cable - Xingqin | 10
| 20710105100003 | Integrated Energy Storage Unit (DIP) | LVESS03_Adapter_COM_V1.1_DIP 48V 100A V1.1 DIP | 10
| 20720105100001 | DIP adapter board | HVCV02_BMS_Adapter_COM_V1.0 160-1000V 100A V1.0 DIP | 10
| 20720105100012 | DIP adapter board | HVMU02_A Communication Board_V1.1 36V 10A V1.1 DIP Applicable to BIOS-B | 3
| 20710105100010 | Integrated Energy Storage Unit (DIP) | BOS-B EMC_V1.0 / / V1.0 DIP | 3
| 30221501000003 | Display screen | Display Screen WKS43WV055-WCT Huiqin Zhiyuan | 5
| 20720105100007 | DIP adapter board | HVMU02_A Communication Board (Simplified Version) 36V 10A V1.0 DIP | 5
| 10100605000032 | BMS Accessory Pack | SE-G5.1-Pro-B SE-G5.1-Pro-B Neutral No Notes | 10
| 10100605000021 | BMS Accessory Pack | SE-G5.3 SE-G5.3 Neutral (New) | 9
| 20710105100011 | Integrated Energy Storage Unit (DIP) | LVESS12-ZJB 51.2V 2A V1.0 DIP | 5
| 10100609000001 | Screen accessory kit | Screen Accessory Kit Huiqin Zhiyuan WKS43WV041 | 4
| 30220501000013 | push button switch | Pushbutton switch, Huanli MPB16-A0F110-B-JQ | 5
| 20720104100001 | Energy storage light panel DIP | HVMU02-16S_LED V1.0 DIP | 20
| 20710401000025 | Injection molded parts | BOS-B-PACK14.3 Output Fastener Bracket (Positive) 356-28 PA66+30GF Orange (RAL2003) Flame Retardant V0 | 10
| 20710401000026 | Injection molded parts | BOS-B-PACK14.3 Output Fastener Bracket (Negative) 356-28 PA66+30GF Black Flame Retardant V0 | 10
| 30221501000004 | Display screen | Display Screen HYS0263S-nTC2L-VA Huayuan | 3
| 30221105000753 | Communication line | Communication lines between clusters | 5
| 30221608000002 | Fire sensors | Fire sensor Apollo 55000-121 | 3
| 30221608000003 | Fire sensors | Fire sensor Apollo 55000-316 | 3
| 30221105000336 | Battery connection cable | GB-LBS UL10269 6AWG Red 1PIN 2000mm Fengnian Technology + MC4 PCS Power Cable | 5
| 30221105000337 | Battery connection cable | GB-LBS UL10269 6AWG Black 1PIN 2000mm Fengnian Technology + MC4 PCS Power Cable Negative | 5
| 30081001000060 | Fuse | FUSE RS308-HB-4G100A 750V 100A Fast-Blow Fuse Assembly | 12
| 30220521000190 | air switch | Circuit breaker, Tianzheng TGBG-125-Green-1P C125 (RoHS) | 3
| 30221501000008 | Display screen | Display Screen HYS0263S-nTC2L-VB Huayuan - Horizontal Connector | 3
| 30220704000028 | Power module | 30V SPS-E305 50A KUAIQU Miniature DC Adjustable Regulated Power Supply | 2
| 30221105000057 | Battery connection cable | BOS-G5.1 UL1569 22AWG Black 2PIN BMS Power Supply Harness | 4
| 30081001000142 | Fuse | FUSE Boyue A4305-200A 1000V 200A Fast-Blow Fuse, White | 10
| 10100602000085 | Wiring harness accessory kit | BOS-GM5.1 BOS-GM5.1 BCable 2000 DEYE BOS-G after-sales accessory package (single carton) | 24
| 10100602000087 | Wiring harness accessory kit | BOS-G-PDU-2 BOS-G-PDU-2 LPCable 2000 DEYE BOS-G high-voltage box with BOS-G and BOS-GPRO battery pack wiring harness accessory package. P+ and P- wiring harnesses are not included (after-sales accessory package). | 12
| 10100602000086 | Wiring harness accessory kit | BOS-G-PDU-2 BOS-G-PDU-2 LPCable 2000 DEYE BOS-G high-voltage box with BOS-GPRO battery pack wiring harness accessory package (excluding P+ and P- power and communication wiring harness between battery packs, after-sales accessory package). | 12
| 10100605000059 | BMS Accessory Pack | BOS-W-PDU-2 Neutral, Upright, 104Ah with 2-meter power cable | 4
| 30320100005229 | Lithium battery intelligent equalization maintenance device | Intelligent Lithium Battery Balancing Maintenance Instrument, Zhanyun Technology, 36 Channels | 1
| 30221105000830 | Battery connection cable | MS-G215 UL1569 14AWG Black 8PIN BMU to BMU Communication Cable | 4
| 30221105000521 | Battery connection cable | SE-G5.3 UL1332/UL1569 24AWG Black 16PIN with 02V 1.2BMSPCS sampling cable 1 | 3
| 30221105000352 | Battery connection cable | GE-F60 UL1332/UL1569 22AWG Black 16PIN FPC Harness 1 | 2
| 30221105000577 | Battery connection cable | SE-G5.1-Pro-B UL1332/1569 24AWG Black 16PIN LVESS02_V1.3 Sampling Cable 1 | 2
| 30221105000531 | Battery connection cable | RW-M5.3-Pro UL1569 24AWG Black 20PIN LVESS02 Sampling Cable 2 | 3
| 30221105000093 | Battery connection cable | BOS-G5.1 UL1332/UL1569 24AWG Black 16PIN FPC Harness 1 | 2
| 10100303000085 | High voltage standard control box | Actual unit: BOS-W-PDU-2, 200-1000V, 100A, white, with 2-meter power cable + Zhengli LAE8B5-100Ah. | 1
| 10100303000101 | High voltage standard control box | Actual unit: HVB750V/100A-EU HVB750V/100A-EU 120-750V 100A DEYE White 2G board Hall effect sensor (discontinued after 3000 sets of 2-meter cable). | 2
| 10100303000102 | High voltage standard control box | Actual unit: BOS-B-PDU-2, 200-1000V, 168A, white, Ripple 280Ah | 1
| 10100604000035 | Combination accessory pack | Actual product: GB-LBS-Pro independent high-voltage box + base, DEYE (EVE) | 1
| 10100303000028 | High voltage standard control box | Actual unit: BOS-G-PDU-2, 200-1000V, 100A, White, with EVE battery cells. | 1
| 30221801000138 | fan | Fan, Yongli MGT12024UB-W25A(03) 24V 0.5A, cable length 350mm | 1
| 10100605000086 | BMS Accessory Pack | MS-GS215-2H3 MS-GS215-2H3 Neutral BMU 280Ah Ruipu Lanjun CB71173204EB | 3
| 30081001000176 | Fuse | FUSE Boyue A372102-400 DY DC250V 400A Fast-Blow Fuse Assembly | 1
| 30081001000135 | Fuse | Aideler A831600710 DC1100V 6A Cylindrical 1100V 6A Fast-Blow Fuse | 1
| 10100605000085 | BMS Accessory Pack | MS-GS215-2H3 MS-GS215-2H3 Neutral Ruipu Blue Hook CB71173204EB 280Ah | 1
| 30320100003556 | switch | Opal5-5T-LV-LV 5-port switch. Brand: Dongtu. | 1
| 30221207000007 | Dehumidifier | Dehumidifier DC24V 20W JY-760A Intelligent Dehumidifier Co-creation Bracket 1 Installation | 1
| 30221505000023 | Power indicator light | Power indicator AD16-22D/R/24V φ22mm IP65 Red wave | 1
| 30221505000030 | Power indicator light | Power indicator AD16-22D/Y/380V φ22mm IP65 Red wave | 1
| 30221505000022 | Power indicator light | Power indicator AD16-22D/G/24V φ22mm IP65 Red wave | 1
| 30220200000020 | Large relay | Large relay, Hongfa HF157F/24-2Z25FDJ12+157F-2Z-C1+157F-H1, 8A | 1
| 30220200000038 | Large relay | Large relay, Hongfa HF157F/A220-2Z25FD2+157F-2Z-C1+157F-H1 / | 1
| 30220534000017 | AC circuit breaker | Liangxin NDM3-250/4341B AC Circuit Breaker 200A/Shunt Trip Voltage AC220V | 1
| 30220534000018 | DC circuit breaker | Liangxin NDM3Z-250VM/2341 DC Circuit Breaker 250A DC1000V/Shunt Voltage DC24V | 1
| 30220507000009 | surge protector | Surge protector Sidel SSD50-230 | 1
| 30220507000021 | surge protector | Surge protector, Sidell DS44S-280 4P surge protector | 1
| 30220507000008 | surge protector | Surge protector, Sidell DS42S 280 | 1
| 30081001000094 | Fuse | FUSE FGB-A-3E2A 500V 2A Fast-Blow Tubular Type | 3
| 30081001000164 | Fuse | FUSE Boyue A381002-350A DC1000V 350A Fast-Blow Fuse | 2
| 30221608000002 | Fire sensors | Fire sensor Apollo 55000-121 | 1
| 30221608000003 | Fire sensors | Fire sensor Apollo 55000-316 | 1
| 30221608000016 | Fire sensors | Fire sensor CPR-ES-CO Kang Erxing CO detector | 1
| 10100605000066 | BMS Accessory Pack | BOS-G-PDU-2 BOS-G-PDU-2 Neutral EVE Energy Cell | 4
| 10100605000066 | BMS Accessory Pack | BOS-G-PDU-2 BOS-G-PDU-2 Neutral EVE Energy Cell | 4
| 10100605000066 | BMS Accessory Pack | BOS-G-PDU-2 BOS-G-PDU-2 Neutral EVE Energy Cell | 4
| 10100605000066 | BMS Accessory Pack | BOS-G-PDU-2 BOS-G-PDU-2 Neutral EVE Energy Cell | 2
| 10100605000111 | BMS Accessory Pack | RW-M5.3-Pro RW-M5.3-Pro DEYE LVESS02_R2_V1.1 | 15
| 30081002000008 | surge protector | GDT PTG PV-670-20M2-10 670 ±10% 20kA Hand-inserted | 2000 |  | India Office After-Sales Materials 25-12-3 (1)
| 20110106101296 | Auxiliary board DIP | SUN E 80KW SG 02 HP3 AC Output Board EU V1.5 DIP | 5 |  | India Office After-Sales Materials 25-12-18 (1)
| 30080601000039 | IGBT | IGBT Magna MBQ40T65QE 650V 40A TO247 Hand-operated | 1000 |  | After-sales materials for the Indian office 25-12-29 (1)
| 20120102100023 | LCD version DIP | SUN / String Three-Phase / Dual Communication Port LCD Panel V1.0 / DIP | 30
| 20120102100024 | LCD version DIP | SUN / String Three-Phase G03 Dual Communication Port LCD Panel (Small Screen) V1.0 / DIP | 30

## 2024年
2024 Shipping List
PCBA SN* (old) | PCBA SN* (new) | Component type | Specification | Quantity*(PCS） | Remark
| 30080203000021 | Magnetic ring | IND Nanocrystals 64*40*20 ES5618 90000 cm² Assembly | 150 |  | India Office After-Sales Materials 2-1
| 20120104100020 | Driver board DIP | SUN 100KW String Three-Phase G01 Driver Board V1.0 1000V DIP | 8 |  | India Office After-Sales Materials 3-8
| 20120104100020 | Driver board DIP | SUN 100KW String Three-Phase G01 Driver Board V1.0 1000V DIP | 8
| 20120104100020 | Driver board DIP | SUN 100KW String Three-Phase G01 Driver Board V1.0 1000V DIP | 7
| 20120104100020 | Driver board DIP | SUN 100KW String Three-Phase G01 Driver Board V1.0 1000V DIP | 7
| 30221801000004 | Waterproof fan | Waterproof fan NMB 09225VE12QCTYY 12V 0.92A with JST waterproof connector - L=420mm | 50 |  | (Empty) India Office After-Sales Materials 3-26
| 30081300000032 | relay | RY Hongfa HF161F-W 12V DC 103Ω 277 33mm Hand-plug | 250
| 30080304000077 | Electrolytic capacitors | CAP Nichicon LGX2H391MELC50 390uF Voltage 500V M AEC 35*50-P10 5000H at 105℃ Manual Insertion | 300
| 30080304000137 | Electrolytic capacitors | CAP Aiwa EHS2JS151M60OT 150uF 550V M PET Φ 18 × 60 5000H at 105℃ Hand-inserted | 200
| 30081001000027 | Fuse | FUSE Littelfuse 0498150.M-CN-150A-32V Bolt Fuse 32VV 150VA Slow-Blow 41*10mm Assembly | 100
| 30080304000088 | Electrolytic capacitors | CAP Nichicon CD-390uF-550V-Horn-35*60-P10-LGX2L391MELASH 390UF Voltage 550V M Electrolytic D35*H60-P10 Hand-inserted | 300
| 30080506000055 | power chip | Infineon ICE3BR2280JZ IC, 800V isolated, 65kHz, 43W, DIP7, manual insertion. | 100
| 30080605000021 | triode | Q DIODES FMMT718 PNP 20V 1.5A SOT-23 Surface Mount | 1000
| 30080514000016 | driver chip | Toshiba TLP152 SOP5 IC Surface Mount | 500
| 30080410000209 | Chip resistors | RES Yageo 30Ω F 1/4W Standard 1206 Surface Mount | 300
| 30080410000357 | Chip resistors | RES Yageo RC1210 5.1Ω F 1/2W Standard 1210 Surface Mount | 300
| 30080410000285 | Chip resistors | RES Yageo 20Ω F 1/8W Standard 0805 Surface Mount | 150
| 30080410000312 | Chip resistors | RES Yageo AF1206 10Ω F 1/4W Standard 1206 Surface Mount | 300
| 30080410000299 | Chip resistors | RES Yageo AF0805 10K F 1/8W Standard 0805 Surface Mount | 300
| 30080410000304 | Chip resistors | RES Yageo AF0805 1K F 1/8W Standard 0805 Surface Mount | 300
| 30080111000010 | Current sensor | SEN STK-32PL/A, 32A current, 25mV/A sensitivity, manual insertion. | 200
| 30081101000007 | Current transformer | CT Hishi Magnetic STK-20HD/P2 Hand Insertion | 200
| 30080301000032 | Safety capacitors | CAP EPCOS X2 475 Voltage 305V M Thin Film P27.5 Hand Insert | 50
| 30080301000034 | Safety capacitors | CAP EPCOS X2 105 Voltage 305V M Thin Film P22.5 Hand Insert | 50
| 30080612000011 | silicon carbide diode | DIODE Xiamen Sanan DS120040G2 1200V 40A TO247 Hand-operated | 300
| 30080616000012 | rectifier diode | DIODE Vishay EPX3007L 650V 30A TO-247 Hand-operated | 200
| 30080601000024 | IGBT | Infineon IGBT IKQ40N120CH3 1200V 40A TO247 Hand-operated | 300
| 30080512000021 | Logic chip | IC CR Silicon Technology ULN2003CB SOP16 Surface Mount | 100
| 30080302000019 | Thin film capacitors | CAP farad C3D3A805+B02 8uF Voltage 1000V K Thin film P27.5 Hand-operated | 50
| 30080603000131 | MOSFET | MOSFET ZNMOS IV2Q06060T4Z 650V 60mΩ 43A TO-247-4 (Hand-inserted) | 20
| 30080612000041 | silicon carbide diode | DIODE 1V1D06020T2 650V 20A TO-247-2 Hand-operated | 20
| 30080514000024 | driver chip | Lite-On LTV-6341P IC, 30V 3A SO6, surface mount. | 500
| 30080410000236 | Chip resistors | RES Yageo 10K F 1/10W Standard 0603 Surface Mount | 500
| 20120101100073 | Motherboard DIP | SUN 100KW String Three-Phase G01 AC Output Board V1.2 1000V DIP | 37 |  | India Office After-Sales Materials 3-26
| 20120101100073 | Motherboard DIP | SUN 100KW String Three-Phase G01 AC Output Board V1.2 1000V DIP | 13
| 20120101100144 | Motherboard DIP | SUN 10KW string three-phase G05 motherboard V1.0 1000V 20A DIP for Indian customer | 30
| 20120101100144 | Motherboard DIP | SUN 10KW string three-phase G05 motherboard V1.0 1000V 20A DIP for Indian customer | 17
| 20120101100078 | Motherboard DIP | SUN 20-25KW String Three-Phase G03 Motherboard V1.0 1000V DIP | 17
| 20120106100061 | Auxiliary board DIP | SUN 50KW String Three-Phase G02 PV Board-4MPPT V1.0 1000V DIP | 10
| 20120101100174 | Motherboard DIP | SUN 3-10KW String Three-Phase G06 Mainboard-13A India V1.3 1000V DIP | 37
| 20120101100174 | Motherboard DIP | SUN 3-10KW String Three-Phase G06 Mainboard-13A India V1.3 1000V DIP | 6
| 20120101100149 | Motherboard DIP | SUN 15KW string three-phase G05 motherboard V1.0 1000V DIP for Indian customer | 30
| 20120106100057 | Auxiliary board DIP | SUN 33KW String Three-Phase G02 Power Supply Board V1.1 1000V DIP | 20
| 20120103100136 | Control board DIP | SUN 5KW String Single-Phase G05 Control Board V1.1 / 18A DIP | 20
| 20120103100120 | Control board DIP | SUN 3KW String Single-Phase G04 Control Board V1.0 / 20A DIP | 20
| 20120106100071 | Auxiliary board DIP | SUN / String Three-Phase / WIFI Board - Dual Isolation Communication / 1000V DIP | 93
| 20120101100208 | Motherboard DIP | SUN 5KW string single-phase G04 motherboard V1.4 500V without fuse DIP | 36
| 20120104100021 | Driver board DIP | SUN 50KW String Three-Phase G03 Driver Board - 4MPPT V1.4 1000V DIP | 30
| 20120101100192 | Motherboard DIP | SUN 3KW String Single Phase G04 Mainboard V1.5 550V MOV DIP | 100
| 20120101100086 | Motherboard DIP | SUN 60KW String Three-Phase / Mainboard V1.2 1000V DIP | 19
| 20120106100010 | Auxiliary board DIP | SUN 33KW string three-phase G02 PV board V1.0 1000V DIP | 20
| 20120106100126 | Auxiliary board DIP | SUN 100KW String Three-Phase G01 Power Supply Board V1.3 1000V DIP | 30
| 20110101100044 | Motherboard DIP | SUN 3KW SG 04 LP1 1 24V Motherboard EU V1.1 DIP | 25
| 20120104100028 | Driver board DIP | SUN 100KW String Three-Phase G01 Driver Board V1.0 1100V DIP | 27
| 20120101100259 | Motherboard DIP | SUN 5KW string single-phase G05 motherboard V2.1 550V with fuse DIP | 20
| 20120106100054 | Auxiliary board DIP | SUN 100KW String Three-Phase G01 PV Board V1.1 1000V DIP | 30
| 20120106100213 | Auxiliary board DIP | SUN 5KW String Single-Phase Capacitor Board V1.1 / DIP | 20
| 20120106100062 | Auxiliary board DIP | SUN 50KW string three-phase G03 capacitor board V1.0 1000V DIP | 12
| 20110106100413 | Auxiliary board DIP | SUN 12KW SG 04 LP3 Relay Board (EMC) EU V1.4 DIP | 50
| 20120106100055 | Auxiliary board DIP | SUN 100KW String Three-Phase G01 Bottom Power Board V1.0 1000V DIP | 46
| 30320100000189 | Accessories | thermal imager | 1
|  |  | Labels | 6卷
|  |  | printer | 1
|  |  | ID printing fixture | 1
| 30080603000131 | MOSFET | MOSFET ZNMOS IV2Q06060T4Z 650V 60mΩ 43A TO-247-4 (Hand-inserted) | 20
| 20110104100066 | Driver board DIP | SUN 50KW SG 01 HP3 Power Board (ES5) EU V1.4 DIP | 20 |  | India Office After-Sales Materials 5-24
| 20120101100172 | Motherboard DIP | SUN 100KW String Three-Phase G01 AC Output Board V1.3 1000V DIP | 12
| 20120101100029 | Motherboard DIP | SUN 6KW string three-phase G03 motherboard 1000V DIP | 40
| 20110101100033 | Motherboard DIP | SUN 12KW SG 04 LP3 2 48V Motherboard EU V1.2 DIP | 10
| 20120101100259 | Motherboard DIP | SUN 5KW string single-phase G05 motherboard V2.1 550V with fuse DIP | 5
| 20110101100182 | Motherboard DIP | SUN 5KW SG 03 LP1 2 48V Motherboard Motherboard V2.2 DIP | 10
| 20120101100163 | Motherboard DIP | SUN 3KW string single-phase G04 motherboard V1.4 500V with MOV, no fuse, DIP | 10
| 20120106100061 | Auxiliary board DIP | SUN 50KW String Three-Phase G02 PV Board-4MPPT V1.0 1000V DIP | 10
| 20120101100029 | Motherboard DIP | SUN 6KW string three-phase G03 motherboard 1000V DIP | 10
| 20120104100020 | Driver board DIP | SUN 100KW String Three-Phase G01 Driver Board V1.0 1000V DIP | 16
| 20120104100021 | Driver board DIP | SUN 50KW String Three-Phase G03 Driver Board - 4MPPT V1.4 1000V DIP | 20
| 20120104100019 | Driver board DIP | SUN 75KW String Three-Phase G01 Driver Board V1.0 1000V DIP | 3
| 20110106100115 | Auxiliary board DIP | SUN 12KW SG 04 LP3 2 48V PV board EU V1.1 DIP | 10
| 20110106100451 | Auxiliary board DIP | SUN 50KW SG 01 HP3 AC Output Board EU V1.5 DIP | 30
| 20120101100208 | Motherboard DIP | SUN 5KW string single-phase G04 motherboard V1.4 500V without fuse DIP | 30
| 20110106100362 | Auxiliary board DIP | SUN 5KW SG 04 LP1 AC board EU V1.2 DIP | 20
| 20110106100057 | Auxiliary board DIP | SUN 12KW SG 04 LP3 Capacitor Board EU V1.0 DIP | 10
| 20120106100196 | Auxiliary board DIP | SUN 136KW string three-phase G01 OUTPUT2 V1.1 1100V DIP | 5
| 20120106100107 | Auxiliary board DIP | SUN 136KW string three-phase G01 capacitor board V1.0 1000V DIP | 5
| 20110106100389 | Auxiliary board DIP | SUN 5KW SG 03 LP1 Relay Board EU V1.7 DIP | 10
| 20120106100105 | Auxiliary board DIP | SUN 136KW string three-phase G01 output1 V1.0 1000V DIP | 7
| 20110106100059 | Auxiliary board DIP | SUN 12KW SG 04 LP3 EMC small board EU V1.1 DIP | 18
| 20120106100201 | Auxiliary board DIP | SUN 136KW String Three-Phase G01 Isolated Fan Board V1.0 1000V DIP | 10
| 20120106100137 | Auxiliary board DIP | SUN 100KW string three-phase G01 capacitor board V1.1 1100V DIP | 20
| 20120106100125 | Auxiliary board DIP | SUN 60-110KW String Three-Phase / PID-DRIVE V1.0 / DIP | 3
| 20120101100084 | Motherboard DIP | SUN 50KW String Three-Phase G02 Motherboard V1.3 1000V DIP | 30
| 20120106100057 | Auxiliary board DIP | SUN 33KW String Three-Phase G02 Power Supply Board V1.1 1000V DIP | 15
| 20120106100126 | Auxiliary board DIP | SUN 100KW String Three-Phase G01 Power Supply Board V1.3 1000V DIP | 20
| 20110106100060 | Auxiliary board DIP | SUN 12KW SG 04 LP3 PV board EU V1.0 DIP | 10
| 20120106100084 | Auxiliary board DIP | SUN 15KW string three-phase G01 capacitor board V1.0 1000V DIP | 15
| 20120106100074 | Auxiliary board DIP | SUN / String Three-Phase / WIFI Board Plug / 1000V DIP | 10
| 20120106100055 | Auxiliary board DIP | SUN 100KW String Three-Phase G01 Bottom Power Board V1.0 1000V DIP | 10
| 20110106100300 | Auxiliary board DIP | SUN 8KW SG 05 LP1 Relay Board - MSOS EU V1.0 DIP | 10
| 20120102100019 | LCD version DIP | SUN LCD - Dual Communication Port Serial Three-Phase LCD Panel V1.0 / DIP | 4
| 20110106100067 | Auxiliary board DIP | SUN 5KW SG 03 LP1 Replacement Board EU V1.2 DIP | 10
| 20110106100108 | Auxiliary board DIP | SUN 8KW SG 05 LP1 Generator Board EU V1.0 DIP | 10
| 20120106100095 | Auxiliary board DIP | SUN 33KW String Three-Phase G03 AC Connect V1.2 1000V DIP | 20
| 20120106100075 | Auxiliary board DIP | SUN / String Three-Phase G02 PV Board V1.3 1000V DIP | 5
| 20110103100047 | Control board DIP | SUN 3KW SG 04 LP1 1 24V Control Board EU V1.1 DIP | 20
| 20110103100050 | Control board DIP | SUN 3.6KW SG 04 LP1 2 48V Control Board EU V1.1 DIP | 20
| 20110103100049 | Control board DIP | SUN 3KW SG 04 LP1 1 48V Control Board EU V1.1 DIP | 20
| 20110103100071 | Control board DIP | SUN 8KW SG 05 LP1 Control Board EU V1.3 DIP | 20
| 20110103100200 | Control board DIP | SUN 50KW SG 01 HP3 Control Board (Aftermarket Dedicated) EU V1.3 DIP | 20
| 20110103100170 | Control board DIP | SUN 6KW SG 04 LP1 Control Board EU V1.1B DIP | 20
| 20110103100144 | Control board DIP | SUN 12KW SG 04 LP3 2 48V Control Board (EMC) EU V1.6 DIP | 20
| 20120103100006 | Control board DIP | SUN 33KW String Three-Phase Control Board V1.4 1000V DIP | 10
| 20120103100088 | Control board DIP | SUN 110KW String Three-Phase G01 Control Board V1.1 1100V DIP | 20
| 20110103100046 | Control board DIP | SUN 5KW SG 04 LP1 Control Board EU V1.1 DIP | 40
| 20120103100033 | Control board DIP | SUN 100KW String Three-Phase G01 Control Board V1.1 1000V DIP | 5
| 20120103100052 | Control board DIP | SUN 15KW String Three-Phase G05 Control Board (TI) V1.0 1000V DIP | 5
| 20120103100036 | Control board DIP | SUN 25KW string three-phase G03 control board V1.0 1000V DIP | 20
| 20120103100097 | Control board DIP | SUN 3-12KW String Three-Phase G06 Control Board (Advchip) - NO LCD 20A V1.0 1000V DIP | 20
| 20120103100001 | Control board DIP | SUN 5KW String Single Phase G03 Control Board V2.6 5000G DIP | 10
| 20120103100040 | Control board DIP | SUN 5KW String Single-Phase G04 Control Board V1.0 / Domestic Chip DIP | 7
| 20120103100038 | Control board DIP | SUN 3KW String Single-Phase G04 Control Board V1.0 / Domestic Chip DIP | 50
| 20120103100096 | Control board DIP | SUN 3-12KW String Three-Phase G06 Control Board (Advchip) - NO LCD 13A V1.0 1000V DIP | 13
| 20120103100060 | Control board DIP | SUN 33KW string three-phase G03 control board V1.0 1000V DIP | 10
| 20120103100068 | Control board DIP | SUN 136KW String Three-Phase G01 Control Board V1.0 1000V DIP | 6
| 20120106100200 | Auxiliary board DIP | SUN 136KW String Three-Phase G01 PV Board V1.1 1000V DIP | 6
| 20120106100126 | Auxiliary board DIP | SUN 100KW String Three-Phase G01 Power Supply Board V1.3 1000V DIP | 5
| 30221602000037 | Temperature sensor | Temperature sensor 100K-3950-200mm-glass fiber tube | 30
| 30080612000001 | silicon carbide diode | DIODE Fairchild [trr] FFSH20120ADN_F155 1200V 20A TO247 Hand-mounted | 200
| 30220521000025 | air switch | Air circuit breaker, Benyi Electric BYSS.1-32/T-3P | 20
| 30220502000017 | DC switch | Pushbutton switch, People's Electric Appliances GHX5-32P/4P 1000-32 | 20
| 30221801000023 | fan | Fan NMB 08025SA-12R-ET 12V 0.5A L=390mm | 30
| 30081001000065 | Fuse | FUSE RS309-MM-100A 1000V 100A Fast-Blow Fuse Assembly | 50
| 30271401000009 | NOMEX Insulating Paper | Insulating paper, 127*120mm*0.13mm, flame retardant. | 50
| 30271401000030 | NOMEX Insulating Paper | Insulating paper, 106*83mm*0.13mm, flame retardant. | 50
| 30080601000050 | IGBT | IGBT Magna MBQ60T65PES 650V 60A TO247 Hand-operated | 300
| 30080601000039 | IGBT | IGBT Magna MBQ40T65QE 650V 40A TO247 Hand-operated | 500
| 30080603000131 | MOSFET | MOSFET ZNMOS IV2Q06060T4Z 650V 60mΩ 43A TO-247-4 (Hand-inserted) | 500
| 30220405000036 | connector | Connector Dianwei VPAC06EW-3P(SC) 30A | 26
| 30080601000047 | IGBT | IGBT New Clean Energy NCE40TD120VTP 1200V 40A TO247 Hand-plug | 500
| 30081601000062 | thermal pads | HS / 8-12KW-SG04 Thermal Pad 20*35mm*1mm Assembly ALN Aluminum Nitride | 1000
| 30081601000063 | thermal pads | HS / 8-12KW-SG04 Thermal Pad 22*35mm*1mm Assembly ALN Aluminum Nitride | 1000
| 30081601000045 | thermal pads | HS alumina ceramic sheet thermal pad 37*26*1 96%AL2O3 | 1000
| 30221801000011 | Waterproof fan | Waterproof Fan NMB (Minebea) G-08025VE-12P-GLD-1 IP68-0.68A-with JST Waterproof Connector-L=230 12V 0.68A | 20
| 30081601000070 | thermal pads | HS Bergs K10 Silicone Cloth Thermal Pad 0.152*68*30 Assembly with Holes | 500
| 30081601000085 | thermal pads | HS [Brand] Bergs K10 Thermal Pad 0.152*62*30 Silicone Cloth Assembly Hole | 500
| 30081601000066 | thermal pads | HS / 96%AL2O3 thermal pad, 30*19*1, assembly, center hole diameter 4.2mm | 300
| 30081601000040 | thermal pads | HS alumina ceramic sheet thermal pad 22*35*1 96%AL2O3 | 100
| 30081601000068 | thermal pads | HS / Alumina Ceramic Sheet Thermal Pad 21.8*30*1 96%AL2O3 Assembly | 100
| 30081601000043 | thermal pads | HS alumina ceramic sheet thermal pad 20*30*1 96%AL2O3 | 100
| 30081601000034 | thermal pads | HS Bergs K10 Silicone Cloth Thermal Pad 0.152*243*30 Double-sided Adhesive | 100
| 30081601000050 | thermal pads | HS alumina ceramic sheet thermal pad 20*35*1 96%AL2O3 | 100
| 30081601000074 | thermal pads | HS / Alumina Ceramic Thermal Pad 24*36*1 96%AL2O3 Assembly | 100
| 30081601000073 | thermal pads | HS [Brand] Aluminum Nitride Ceramic Thermal Pad 22*37*1 ALN (Aluminum Nitride) Assembly | 100
| 30081601000077 | thermal pads | HS [Brand] Aluminum Nitride Ceramic Thermal Pad 24*37*1 ALN (Aluminum Nitride) Assembly | 100
| 30081601000079 | thermal pads | HS [Brand] Alumina Ceramic Thermal Pad, 24*37*1mm, 96% AL2O3, Assembled, Non-porous with Rounded Corners R2.5 | 100
| 30081601000080 | thermal pads | HS [Brand] Alumina Ceramic Thermal Pad, 22*37*1mm, 96% AL2O3, Assembled, Non-porous with Rounded Corners R2.5 | 1000
| 30081300000044 | relay | RY Hongfa HF167F-140 12V DC 57.6Ω 800 150 Manual Plug | 50
| 30271401000083 | Insulating paper | Insulating paper 62*45*0.38 Flame retardant - 5KW - SG03 Die-cast inductor box - V2 | 100
| 30081601000059 | thermal pads | HS / 8KW-SG Thermal Pad 280*30mm Assembly | 100
| 30221104001327 | Inverter connection cable | Connector cable UL3512 12AWG Red and Black 2P RNB5.5-4 cold terminal 30080203000009 ferrite ring - RNB5.5-4 cold terminal - L=60mm+160mm - with markings T-A1 T-A2 T-B1 T-B2 | 10
| 30090802000009 | Eleven-slot assembly | GB/T9074.4-1988 Eleven-slot assembly, M, 4mm * 10mm, galvanized carbon steel | 40
| 30270109000043 | Cable ties (wire ties) | Cable ties 4*300mm, temperature resistant 180℃ | 10
| 30080603000043 | MOSFET | MOS CR Microelectronics CRSQ027N10NZ NMOS 100V 2.6mΩ 27A TO247 Hand-inserted | 100
| 30080603000063 | MOSFET | MOS UnitedSIC UJ3C120070K3S NMOS 1200V 70 25A TO-247 Hand-operated | 20
| 30080203000019 | Magnetic ring | IND Nickel-Zinc 90*65*32 EPN008-V86×28×14-X 800 0.38Tt 20Ω@25Mhz Assembly | 10
| 30080603000058 | MOSFET | MOS Hanxin H1M170F1K0 NMOS 1700V 1Ω 3.6A TO247 (Hand-inserted) | 10
| 10100605000001 | BMS Accessory Pack | RW-M6.1 Neutral | 10
| 10100605000004 | BMS Accessory Pack | AI-W5.1 AI-W5.1 Neutral | 10
| 10100605000003 | BMS Accessory Pack | SE-G5.1 Pro SE-G5.1 Pro Neutral | 15
| 10100605000009 | BMS Accessory Pack | BOS-G-HVB Neutral | 10
| 10100605000006 | BMS Accessory Pack | BOS-GM5.1 BOS-GM5.1 Neutral | 20
| 10100605000015 | BMS Accessory Pack | RW-M5.3 RW-M5.3 Neutral | 8
| 10100605000021 | BMS Accessory Pack | SE-G5.3 SE-G5.3 Neutral | 30
| 10100605000007 | BMS Accessory Pack | GB-LB GB-LB Neutral | 5
| 10100605000005 | BMS Accessory Pack | GB-LM4.0 GB-LM4.0 Neutral | 10
| 30081001000060 | Fuse | FUSE RS308-HB-4G100A 750V 100A Fast-Blow Fuse Assembly | 12
| 30081001000073 | Fuse | FUSE RS306-01-T5Z-160A1250V-DN 250V 160A Fast-Blow Fuse | 20
| None | printer | #VALUE! | 1 |  | India Office After-Sales Materials 5-31
| 20120104100029 | Driver board DIP | SUN 100KW String Three-Phase G01 Driver Board, Infineon Module V1.0 1100V DIP | 20 |  | India Office After-Sales Materials 7-8(1)
| 20120104100022 | Driver board DIP | SUN 60KW String Three-Phase G02 Driver Board V1.3 1000V DIP | 10
| 20120104100037 | Driver board DIP | SUN 136KW string three-phase G01 INV V1.1 1000V DIP | 20
| 20120104100036 | Driver board DIP | SUN 136KW string three-phase G01 boost V1.1 1000V DIP | 20
| 20120104100026 | Driver board DIP | SUN 60KW String Three-Phase G03 Driver Board V1.0 1000V DIP | 10
| 20120103100033 | Control board DIP | SUN 100KW String Three-Phase G01 Control Board V1.1 1000V DIP | 15
| 20120103100044 | Control board DIP | SUN 80KW string three-phase G03 control board V1.4 1000V DIP | 20
| 20120106100200 | Auxiliary board DIP | SUN 136KW String Three-Phase G01 PV Board V1.1 1000V DIP | 14
| 20120106100107 | Auxiliary board DIP | SUN 136KW string three-phase G01 capacitor board V1.0 1000V DIP | 15
| 20120101100259 | Motherboard DIP | SUN 5KW string single-phase G05 motherboard V2.1 550V with fuse DIP | 25
| 20120103100106 | Control board DIP | SUN 40KW String Three-Phase G04 Control Board V1.2 1100V PWM DIP | 20
| 20120103100135 | Control board DIP | SUN 3-12KW String Three-Phase G06 Control Board (TI)-NO LCD-20A V2.0 1100V DIP | 20
| 20120101100087 | Motherboard DIP | SUN 80KW String Three-Phase G03 Motherboard V1.0 1000V DIP | 30
| 20120101100172 | Motherboard DIP | SUN 100KW String Three-Phase G01 AC Output Board V1.3 1000V DIP | 8
| 20120101100073 | Motherboard DIP | SUN 100KW String Three-Phase G01 AC Output Board V1.2 1000V DIP | 20
| 20120101100252 | Motherboard DIP | SUN 3KW String Single Phase G04 Mainboard V1.6 550V DC and AC MOV without fuse - 20A DIP | 29
| 20120106100066 | Auxiliary board DIP | SUN 80KW String Three-Phase Board G01 4String-PV Board V1.1 1000V DIP | 30
| 20120106100213 | Auxiliary board DIP | SUN 5KW String Single-Phase Capacitor Board V1.1 / DIP | 20
| 20120101100252 | Motherboard DIP | SUN 3KW String Single Phase G04 Mainboard V1.6 550V DC and AC MOV without fuse - 20A DIP | 1
| 20120103100135 | Control board DIP | SUN 3-12KW String Three-Phase G06 Control Board (TI)-NO LCD-20A V2.0 1100V DIP | 80
| 20120106100105 | Auxiliary board DIP | SUN 136KW string three-phase G01 output1 V1.0 1000V DIP | 13
| 20120103100088 | Control board DIP | SUN 110KW String Three-Phase G01 Control Board V1.1 1100V DIP | 10
| 20120106100222 | Auxiliary board DIP | SUN 136KW string three-phase G01 Current1 V1.0 1000V DIP | 20
| 20120103100043 | Control board DIP | SUN 6-10KW String Three-Phase G05 Control Board / 1000V DIP | 20
| 20120106100220 | Auxiliary board DIP | SUN 136KW string three-phase G01 Current2 V1.0 1000V DIP | 20
| 20120106100224 | Auxiliary board DIP | SUN General Purpose String Three-Phase / 485-232-WIFI Board V1.0 1000V Isolated Communication Chip Widened DIP | 20
| 20120106100202 | Auxiliary board DIP | SUN 136KW String Three-Phase G01 Power Supply Board V1.1 1000V DIP | 20
| 20120106100124 | Auxiliary board DIP | SUN PID string three-phase / 60-110KW / / DIP | 20
| 20120106100201 | Auxiliary board DIP | SUN 136KW String Three-Phase G01 Isolated Fan Board V1.0 1000V DIP | 10
| 20120106100125 | Auxiliary board DIP | SUN 60-110KW String Three-Phase / PID-DRIVE V1.0 / DIP | 17
| 20120103100120 | Control board DIP | SUN 3KW String Single-Phase G04 Control Board V1.0 / 20A DIP | 80
| 20120101100214 | Motherboard DIP | SUN 3KW string single-phase G04 motherboard V1.5 550V with MOV, no fuse, DIP | 50
| 20120106100196 | Auxiliary board DIP | SUN 136KW string three-phase G01 OUTPUT2 V1.1 1100V DIP | 15
| 20120103100052 | Control board DIP | SUN 15KW String Three-Phase G05 Control Board (TI) V1.0 1000V DIP | 45
| 20120103100068 | Control board DIP | SUN 136KW String Three-Phase G01 Control Board V1.0 1000V DIP | 14
| 20120102100019 | LCD version DIP | SUN LCD - Dual Communication Port Serial Three-Phase LCD Panel V1.0 / DIP | 16
| 30220405000036 | connector | Connector Dianwei VPAC06EW-3P(SC) 30A | 24
| 30320100000553 | Accessories | Power Supply DCM1000100PV | 7
|  | Tooling housing | Tooling casing, black, 49*36*15cm, weight 6.6KG | 1
| 20110102100025 | LCD version DIP | SUN 16KW SG 01 LP1 LCD Panel V1.5 DIP | 1
| 30221104000106 | 2-core sheathed cable | UL2464 20AWG Black Single Thread XH-2Y-XHL 550mm | 1
| 30320100000203 | DC power adapter | DC power adapter 12V 1A | 1
| 30320100006213 | US standard silicone wire | US Standard Silicone Wire 3512-10AWG-200℃-600V Red | 1
| 30320100006485 | US standard silicone wire | US Standard Silicone Wire 3512-10AWG-200℃-600V Black | 1
| 30320100006214 | US standard silicone wire | US Standard Silicone Wire 3512-8AWG-200℃-600V Red | 1
| 30320100006486 | US standard silicone wire | US Standard Silicone Wire 3512-8AWG-200℃-600V Black | 1
| 30320100000553 | Accessories | Power Supply DCM1000100PV | 3
|  | Tooling housing | Tooling casing, black, 49*36*15cm, weight 6.6KG | 5
| 20110102100025 | LCD version DIP | SUN 16KW SG 01 LP1 LCD Panel V1.5 DIP | 5
| 30221104000106 | 2-core sheathed cable | UL2464 20AWG Black Single Thread XH-2Y-XHL 550mm | 5
| 30320100000203 | DC power adapter | DC power adapter 12V 1A | 9
| 30320100006213 | US standard silicone wire | US Standard Silicone Wire 3512-10AWG-200℃-600V Red | 5
| 30320100006485 | US standard silicone wire | US Standard Silicone Wire 3512-10AWG-200℃-600V Black | 5
| 30320100006214 | US standard silicone wire | US Standard Silicone Wire 3512-8AWG-200℃-600V Red | 5
| 30320100006486 | US standard silicone wire | US Standard Silicone Wire 3512-8AWG-200℃-600V Black | 5
|  | Tooling housing | Tooling casing, black, 49*36*15cm, weight 6.6KG | 4
| 20110102100025 | LCD version DIP | SUN 16KW SG 01 LP1 LCD Panel V1.5 DIP | 4
| 30221104000106 | 2-core sheathed cable | UL2464 20AWG Black Single Thread XH-2Y-XHL 550mm | 4
| 30320100006213 | US standard silicone wire | US Standard Silicone Wire 3512-10AWG-200℃-600V Red | 4
| 30320100006485 | US standard silicone wire | US Standard Silicone Wire 3512-10AWG-200℃-600V Black | 4
| 30320100006214 | US standard silicone wire | US Standard Silicone Wire 3512-8AWG-200℃-600V Red | 4
| 30320100006486 | US standard silicone wire | US Standard Silicone Wire 3512-8AWG-200℃-600V Black | 4
| 30220405000004 | connector | Connector: Dianwei VP-D4B-CHDF0 30A | 10
| 30220405000005 | connector | Connector Dianwei VP-D4B-CHDM0 30A | 10
| 30220405000008 | connector | Connector DW421F2013B 30A | 10
| 30220405000009 | connector | Connector Dianwei DW421M2013 30A | 10
| 20120103100044 | Control board DIP | SUN 80KW string three-phase G03 control board V1.4 1000V DIP | 10
| 20110106100065 | Auxiliary board DIP | SUN 5KW SG 03 LP1 Transformer Board (Amorphous) EU V1.0 DIP | 5
| 20120101100163 | Motherboard DIP | SUN 3KW string single-phase G04 motherboard V1.4 500V with MOV, no fuse, DIP | 90 |  | India Office After-Sales Materials 8-27
| 20120103100110 | Control board DIP | SUN 100KW String Three-Phase G02 Control Board V1.0 1100V DIP | 30
| 20120106100063 | Auxiliary board DIP | SUN 50KW String Three-Phase / Capacitor Board V1.1 1000V DIP | 5
| 20110103100270 | Control board DIP | SUN 5KW SG 03 LP1 Control Board EU V1.6 DIP | 10
| 20120104100020 | Driver board DIP | SUN 100KW String Three-Phase G01 Driver Board V1.0 1000V DIP | 14
| 20110101100142 | Motherboard DIP | SUN 60KW SG 01 HP3 DC Input Board US V1.4 DIP | 15
| 20120103100039 | Control board DIP | SUN 50KW string three-phase G03 control board V1.4 1000V DIP | 40
| 20120103100096 | Control board DIP | SUN 3-12KW String Three-Phase G06 Control Board (Advchip) - NO LCD 13A V1.0 1000V DIP | 37
| 20120103100040 | Control board DIP | SUN 5KW String Single-Phase G04 Control Board V1.0 / Domestic Chip DIP | 43
| 20120103100160 | Control board DIP | SUN 5KW String Single Phase G05 Control Board V1.3 600V DIP | 50
| 30080602000001 | IGBT module | IGBT Weike FT12NMA200SH01 1200V 200A Hand-operated | 30
| 20120103100136 | Control board DIP | SUN 5KW String Single-Phase G05 Control Board V1.1 / 18A DIP | 80
| 20120101100063 | Motherboard DIP | SUN 15KW String Three-Phase G05 Motherboard V1.0 1000V DIP | 10
| 20120103100112 | Control board DIP | SUN 5KW String Single-Phase G04 Control Board V1.1 / Domestic Chip DIP | 50
| 30320100006213 | US standard silicone wire | US Standard Silicone Wire 3512-10AWG-200℃-600V Red | 13
| 30320100006485 | US standard silicone wire | US Standard Silicone Wire 3512-10AWG-200℃-600V Black | 13
| 30320100006214 | US standard silicone wire | US Standard Silicone Wire 3512-8AWG-200℃-600V Red | 39
| 30320100006486 | US standard silicone wire | US Standard Silicone Wire 3512-8AWG-200℃-600V Black | 13
|  |  | Adapter board | 10
|  |  | Collector | 10
| 20120104100024 | Driver board DIP | SUN 80KW String Three-Phase G03 Driver Board V1.1 1000V DIP | 8 |  | India Office After-Sales Materials 9-14
| 20120104100024 | Driver board DIP | SUN 80KW String Three-Phase G03 Driver Board V1.1 1000V DIP | 8
| 20120104100024 | Driver board DIP | SUN 80KW String Three-Phase G03 Driver Board V1.1 1000V DIP | 8
| 20120104100024 | Driver board DIP | SUN 80KW String Three-Phase G03 Driver Board V1.1 1000V DIP | 6
| 20120106100041 | Auxiliary board DIP | SUN 80KW String Three-Phase G03 Connection Board V1.0 1000V DIP | 30
| 30080601000039 | IGBT | IGBT Magna MBQ40T65QE 650V 40A TO247 Hand-operated | 500
| 30080601000047 | IGBT | IGBT New Clean Energy NCE40TD120VTP 1200V 40A TO247 Hand-plug | 500
| 30080605000021 | triode | Q DIODES FMMT718 PNP 20V 1.5A SOT-23 Surface Mount | 1000
| 30080506000055 | power chip | Infineon ICE3BR2280JZ IC, 800V isolated, 65kHz, 43W, DIP7, manual insertion. | 500
| 30221104001600 | Inverter connection cable | Connector cable UL10269 12AWG Black Single strand 6.3mm spring-loaded L=550mm | 4
| 20110102100139 | LCD version DIP | SUN 8KW SG 02 LP1 LCD Panel (Neutral) / V1.0 Supercapacitor DIP | 25
| 20110102100077 | LCD version DIP | SUN 12KW SG 04 LP3 LCD Panel (Neutral) / V1.0 Supercapacitor DIP | 25
| 20120106100041 | Auxiliary board DIP | SUN 80KW String Three-Phase G03 Connection Board V1.0 1000V DIP | 20
| 20120103100039 | Control board DIP | SUN 50KW string three-phase G03 control board V1.4 1000V DIP | 9
| 20110104100122 | Driver board DIP | SUN 12KW SG 05 LP3 2 48V Driver Board EU V1.0 DIP | 10 |  | India Office After-Sales Materials 9-21
| 20110106100362 | Auxiliary board DIP | SUN 5KW SG 04 LP1 AC board EU V1.2 DIP | 14
| 20120104100021 | Driver board DIP | SUN 50KW String Three-Phase G03 Driver Board - 4MPPT V1.4 1000V DIP | 8
| 20110101100082 | Motherboard DIP | SUN 5KW SG 04 LP1 2 48V Motherboard EU V1.3 DIP | 30
| 20120101100074 | Motherboard DIP | SUN 10KW String Three-Phase G03 Motherboard V1.0 1000V DIP | 10
| 20110101100078 | Motherboard DIP | SUN 12KW SG 04 LP3 2 48V Motherboard EU V1.5 DIP | 20
| 20110106100104 | Auxiliary board DIP | SUN 5KW SG 04 LP1 AC board EU V1.1 DIP | 3
| 20110106100362 | Auxiliary board DIP | SUN 5KW SG 04 LP1 AC board EU V1.2 DIP | 3
| 20110106100567 | Auxiliary board DIP | SUN 12KW SG 05 LP3 2 48V Relay Board EU V1.1 DIP | 10
| 20110103100270 | Control board DIP | SUN 5KW SG 03 LP1 Control Board EU V1.6 DIP | 10
| 20120103100059 | Control board DIP | SUN 110KW String Three-Phase G01 Control Board V1.0 1000V DIP | 20
| 20120101100208 | Motherboard DIP | SUN 5KW string single-phase G04 motherboard V1.4 500V without fuse DIP | 18
| 20120103100059 | Control board DIP | SUN 110KW String Three-Phase G01 Control Board V1.0 1000V DIP | 10
| 20110103100200 | Control board DIP | SUN 50KW SG 01 HP3 Control Board (Aftermarket Dedicated) EU V1.3 DIP | 15
| 20110103100243 | Control board DIP | SUN 12KW SG 05 LP3 2 48V Control Board EU V1.2 Trial Production DIP | 10
| 20110106100055 | Auxiliary board DIP | SUN 5KW SG 04 LP1 Generator Board EU V1.0 DIP | 30
| 20110106100033 | Auxiliary board DIP | SUN 5KW SG 04 LP1 Relay Board EU V1.0 DIP | 30
| 20120103100141 | Control board DIP | SUN 20KW String Three-Phase G05 Control Board (TI) V1.1 1100V PWM DIP | 20
| 20110102100077 | LCD version DIP | SUN 12KW SG 04 LP3 LCD Panel (Neutral) / V1.0 Supercapacitor DIP | 10
| 20120106100214 | Auxiliary board DIP | SUN General String Single Phase WIFI-CON V1.0 / DIP | 20
| 20120106100068 | Auxiliary board DIP | SUN 80KW string three-phase G03 capacitor board V1.1 1000V DIP | 10
| 20110102100151 | LCD version DIP | SUN 8KW SG 02 LP1 LCD Panel EU V1.8 DIP | 50
| 20120102100025 | LCD version DIP | SUN 3KW String Single-Phase LCD Panel V1.0 / Domestic DIP | 100
| 20120106100041 | Auxiliary board DIP | SUN 80KW String Three-Phase G03 Connection Board V1.0 1000V DIP | 20
| 30080602000013 | IGBT module | Infineon IGBT F3L200R12N2H3_B47 1200V 200A Hand-operated | 30
| 30220405000048 | connector | Connector: HP-ATH-255-3-3P 255A | 10
| 30220405000047 | connector | Connector: HP-ATH-255-3-1P 255A | 10
| 30220405000017 | connector | Connector Fengnian EP030-1224-00 17.5A | 100
| 30080514000024 | driver chip | Lite-On LTV-6341P IC, 30V 3A SO6, surface mount. | 300
| 30080612000041 | silicon carbide diode | DIODE 1V1D06020T2 650V 20A TO-247-2 Hand-operated | 100
| 30080612000011 | silicon carbide diode | DIODE Xiamen Sanan DS120040G2 1200V 40A TO247 Hand-operated | 100
| 30080601000050 | IGBT | IGBT Magna MBQ60T65PES 650V 60A TO247 Hand-operated | 500
| 30080605000021 | triode | Q DIODES FMMT718 PNP 20V 1.5A SOT-23 Surface Mount | 1000
| 30080410000226 | Chip resistors | RES Yageo 1K F 1/10W Standard 0603 Surface Mount | 500
| 30080410000209 | Chip resistors | RES Yageo 30Ω F 1/4W Standard 1206 Surface Mount | 500
| 30080410000613 | Standard surface mount resistors | RES Yageo RC1206FR 27Ω F 1/4W Standard 1206 Surface Mount | 500
| 30080410000357 | Chip resistors | RES Yageo RC1210 5.1Ω F 1/2W Standard 1210 Surface Mount | 500
| 30080410000236 | Chip resistors | RES Yageo 10K F 1/10W Standard 0603 Surface Mount | 500
| 30080410000356 | Chip resistors | RES Yageo AF0603 5.1K F 1/10W Standard 0603 Surface Mount | 500
| 30080603000131 | MOSFET | MOSFET ZNMOS IV2Q06060T4Z 650V 60mΩ 43A TO-247-4 (Hand-inserted) | 500
| 30080601000047 | IGBT | IGBT New Clean Energy NCE40TD120VTP 1200V 40A TO247 Hand-plug | 1000
| 30080506000039 | power chip | IC ON Semiconductor MC7912BTG -35Vin -12Vin 1Aout LDO TO220 Hand-mounted | 100
| 30080506000035 | power chip | IC ST L7815CV 35Vin ADJout 1.5Aout LDO TO220 Hand-mounted | 100
| 30080506000055 | power chip | Infineon ICE3BR2280JZ IC, 800V isolated, 65kHz, 43W, DIP7, manual insertion. | 100
| 30080602000012 | IGBT module | IGBT ON Semiconductor NXH160T120L2Q2F2S1G 1200V 160A Hand-operated | 30
| 30080601000039 | IGBT | IGBT Magna MBQ40T65QE 650V 40A TO247 Hand-operated | 1000
| 30220405000035 | connector | Connector Dianwei VPAC06EW-5P(SC)10 50A | 50
| 30081101000007 | Current transformer | CT Hishi Magnetic STK-20HD/P2 Hand Insertion | 200
| 30080111000010 | Current sensor | SEN STK-32PL/A, 32A current, 25mV/A sensitivity, manual insertion. | 200
| 30080514000016 | driver chip | Toshiba TLP152 SOP5 IC Surface Mount | 300
| 20110102100027 | LCD version DIP | SUN 12KW SG 04 LP3 LCD Panel (Neutral) \ V1.5 DIP | 20
| 30080304000077 | Electrolytic capacitors | CAP Nichicon LGX2H391MELC50 390uF Voltage 500V M AEC 35*50-P10 5000H at 105℃ Manual Insertion | 200
| 30080304000137 | Electrolytic capacitors | CAP Aiwa EHS2JS151M60OT 150uF 550V M PET Φ 18 × 60 5000H at 105℃ Hand-inserted | 200
| 30080308000011 | solid capacitors | CAP NCC APXF250ARA470MF611 47uF 25V M Electrolytic D6.3*H6.5 15000H at105℃ Surface Mount | 300
| 20120201000016 | Inverter string heat sink | 80KW-G03 451*278.5*93 6063-T5 | 15
| 30090802000007 | Eleven-slot assembly | GBT9074.4-1988 Eleven-slot assembly M 5mm * 10mm Blue-white zinc, carbon steel | 100
| 20120101100006 | Motherboard DIP | SUN 25KW String Three-Phase Mainboard V1.6 1000V DIP | 10 |  | India office after-sales materials 11-13 Current inventory (1)
| 20120101100016 | Motherboard DIP | SUN 10KW string three-phase G02 350V mainboard 1000V DIP | 20
| 20120101100302 | Motherboard DIP | SUN 25KW String Three-Phase G02 MAIN-Bottom V1.0 1000V DIP | 10
| 20110101100126 | Motherboard DIP | SUN 8KW SG 05 LP1 Motherboard EU V1.4 DIP | 13
| 20120101100003 | Motherboard DIP | SUN 33KW String Three-Phase Mainboard V1.4 1000V DIP | 10
| 20120101100009 | Motherboard DIP | SUN 3KW String Single Phase G03 Mainboard - POWER-ONE V1.7 500V DIP | 20
| 20120101100039 | Motherboard DIP | SUN 5KW string single-phase G03 motherboard 12.5A V1.6 500V DIP | 20
| 20120104100008 | Driver board DIP | SUN 33KW string three-phase G02 driver board 1000V DIP | 10
| 20120104100002 | Driver board DIP | SUN 33KW String Three-Phase Driver Board - Two-Channel MPPT V1.5 1000V DIP | 10
| 20120106100010 | Auxiliary board DIP | SUN 33KW string three-phase G02 PV board V1.0 1000V DIP | 10
| 20120103100088 | Control board DIP | SUN-110KW-String Three-Phase-G01-Control Board-V1.0(O) - 1100V | 20
| 20120103100044 | Control board DIP | SUN 80KW string three-phase G03 control board V1.4 1000V DIP | 20
| 20110103100144 | Control board DIP | SUN 12KW SG 04 LP3 2 48V Control Board (EMC) EU V1.6 DIP | 20
| 20120103100039 | Control board DIP | SUN 50KW string three-phase G03 control board V1.4 1000V DIP | 20
| 20120103100110 | Control board DIP | SUN 100KW String Three-Phase G02 Control Board V1.0 1100V DIP | 20
| 20120103100005 | Control board DIP | SUN 20KW string three-phase control board 1000V DIP | 20
| 20110103100271 | Control board DIP | SUN 6KW SG 03 LP1 Control Board EU V1.6 DIP | 10
| 20110103100058 | Control board DIP | SUN 5KW SG 03 LP1 Control Board EU V1.2 DIP | 5
| 20120103100033 | Control board DIP | SUN 100KW String Three-Phase G01 Control Board V1.1 1000V DIP | 10
| 20110103100049 | Control board DIP | SUN 3KW SG 04 LP1 1 48V Control Board EU V1.1 DIP | 10
| 20120103100060 | Control board DIP | SUN 33KW string three-phase G03 control board V1.0 1000V DIP | 10
| 20110103100047 | Control board DIP | SUN 3KW SG 04 LP1 1 24V Control Board EU V1.1 DIP | 10
| 20120103100096 | Control board DIP | SUN 3-12KW String Three-Phase G06 Control Board (Advchip) - NO LCD 13A V1.0 1000V DIP | 30
| 20110106100300 | Auxiliary board DIP | SUN 8KW SG 05 LP1 Relay Board - MSOS EU V1.0 DIP | 10
| 20120102100019 | LCD version DIP | SUN LCD - Dual Communication Port Serial Three-Phase LCD Panel V1.0 / DIP | 20
| 20120102100024 | LCD version DIP | SUN / String Three-Phase G03 Dual Communication Port LCD Panel (Small Screen) V1.0 / DIP | 20
| 20120103100038 | Control board DIP | SUN 3KW String Single-Phase G04 Control Board V1.0 / Domestic Chip DIP | 50
| 30080514000016 | driver chip | Toshiba TLP152 SOP5 IC Surface Mount | 1000
| 30080514000024 | driver chip | Lite-On LTV-6341P IC, 30V 3A SO6, surface mount. | 1000
| 30080517000012 | op amp chip | IC TI TL074IDR 4 sets SOP14 surface mount | 300
| 30080410000230 | Chip resistors | RES Yageo 1Ω F 1/4W Standard 1206 Surface Mount | 2000
| 30220405000007 | connector | Connector: Dianwei VP-D4B-PHDM0 30A | 1000
| 30220405000006 | connector | Connector: Dianwei VP-D4B-PHDF0 30A | 1000
| 30221104001600 | Inverter connection cable | Connector cable UL10269 12AWG Black Single strand 6.3mm spring-loaded L=550mm | 26
| 30080410000357 | Chip resistors | RES Yageo RC1210 5.1Ω F 1/2W Standard 1210 Surface Mount | 1000
| 30080410000451 | Standard surface mount resistors | RES Yageo RC1210 10Ω F 1/2W Standard 1210 Surface Mount | 1000
| 20120101100001 | Motherboard DIP | SUN 33KW String Three-Phase G02 Motherboard V1.3 1000V DIP | 20 |  | After-sales materials for the India office - ordered and stocked on November 13th - copy
| 20120101100301 | Motherboard DIP | SUN 25KW String Three-Phase G02 MAIN-TOP V1.3 1000V DIP | 10
| 20120101100303 | Motherboard DIP | SUN 6-10KW String Three-Phase G01 2MPPT-MAIN V1.4 1000V DIP | 20
| 20120101100005 | Motherboard DIP | SUN 5KW String Single Phase G03 Mainboard V1.6 500V DIP | 20
| 20120101100074 | Motherboard DIP | SUN 10KW String Three-Phase G03 Motherboard V1.0 1000V DIP | 10
| 20120104100007 | Driver board DIP | SUN 25KW String Three-Phase Low-Level Driver Board V1.1 1000V DIP | 16
| 20120101100198 | Motherboard DIP | SUN 40KW String Three-Phase G04 Motherboard V1.2 1100V DIP | 10
| 20120104100041 | Driver board DIP | SUN 50KW String Three-Phase G03 Driver Board - 4MPPT V1.5 1000V DIP | 10
| 20120103100154 | Control board DIP | SUN 6-10KW String Three-Phase G01 2MPPT Control Board V1.4 1000V DIP | 20
| 20120103100068 | Control board DIP | SUN 136KW String Three-Phase G01 Control Board V1.0 1000V DIP | 10
| 20120103100020 | Control board DIP | SUN 6-10KW string three-phase G03 control board 1000V DIP | 20
| 20120103100153 | Control board DIP | SUN 20KW string three-phase G02 control board V1.4 1000V DIP | 10
| 20120102100023 | LCD version DIP | SUN / String Three-Phase / Dual Communication Port LCD Panel V1.0 / DIP | 10
| 20120106100074 | Auxiliary board DIP | SUN / String Three-Phase / WIFI Board Plug / 1000V DIP | 20
| 20120103100107 | Control board DIP | SUN 40KW String Three-Phase G04 Control Board V1.2 1100V String Current Detection DIP | 10
| 20120106100075 | Auxiliary board DIP | SUN / String Three-Phase G02 PV Board V1.3 1000V DIP | 10
| 20120104100007 | Driver board DIP | SUN 25KW String Three-Phase Low-Level Driver Board V1.1 1000V DIP | 4
| 20110103100170 | Control board DIP | SUN 6KW SG 04 LP1 Control Board EU V1.1B | 10
| 20120104100024 | Driver board DIP | SUN 80KW String Three-Phase G03 Driver Board V1.1 1000V DIP | 27 |  | After-sales materials for the India office will be reissued on December 13th.
| 20120103100107 | Control board DIP | SUN 40KW String Three-Phase G04 Control Board V1.2 1100V String Current Detection DIP | 10
| 20120106100041 | Auxiliary board DIP | SUN 80KW String Three-Phase G03 Connection Board V1.0 1000V DIP | 10
| 20120103100002 | Control board DIP | SUN 50KW string three-phase G02 control board V1.4 1000V DIP | 10
| 20120101100190 | Motherboard DIP | SUN 40KW String Three-Phase G04 Motherboard V1.1 1100V DIP | 10
| 20120101100306 | Motherboard DIP | SUN 12KW string three-phase G06 motherboard-20A India CR PID PNJ V2.0 1100V DIP | 10
| 20120104100024 | Driver board DIP | SUN 80KW String Three-Phase G03 Driver Board V1.1 1000V DIP | 3
| 20120103100039 | Control board DIP | SUN 50KW string three-phase G03 control board V1.4 1000V DIP | 11
| 20110106100583 | Auxiliary board DIP | SUN 12KW SG 04 LP3 PVEMC small board EU V1.2 DIP | 2
| 20120104100021 | Driver board DIP | SUN 50KW String Three-Phase G03 Driver Board - 4MPPT V1.4 1000V DIP | 7
| 30080506000139 | power chip | IC UTC LM7812AL-TA3-T TO220 Hand Insert | 100
| 20120101100208 | Motherboard DIP | SUN 5KW string single-phase G04 motherboard V1.4 500V without fuse DIP | 32
| 20110101100256 | Motherboard DIP | SUN 12KW SG 05 LP3 2 48V Motherboard EU V1.2 DIP | 10
| 20110106100517 | Auxiliary board DIP | SUN 12KW SG 05 LP3 2 48V Capacitor Board EU V1.0 DIP | 10
| 30080304000088 | Electrolytic capacitors | CAP Nichicon CD-390uF-550V-Horn-35*60-P10-LGX2L391MELASH 390UF Voltage 550V M Electrolytic D35*H60-P10 Hand-inserted | 100
| 30081300000076 | Relays | RY ME101-1A-1-F 12V DC 75Ω 320V 90A Manual Connector | 150 |  | India Office After-Sales Materials 12-18 - Copy (3)
| 30220405000006 | connector | Connector: Dianwei VP-D4B-PHDF0 30A | 400
| 30220405000007 | connector | Connector: Dianwei VP-D4B-PHDM0 30A | 400
| 30081300000042 | relay | RY Hongfa HF-167F 12V DC 75Ω 320 90mm Hand-plug | 30
| 30080803000174 | socket | CN Omron XG4A-6031-OMRON-Long Lock 60P PA66/Tin-plated Brass Bulk Hand Lock | 150
| 30080601000050 | IGBT | IGBT Magna MBQ60T65PES 650V 60A TO247 Hand-operated | 1500
| 30080603000131 | MOSFET | MOSFET ZNMOS IV2Q06060T4Z 650V 60mΩ 43A TO-247-4 (Hand-inserted) | 1000
| 30221104000106 | 2-core sheathed cable | UL2464 20AWG Black Single Thread XH-2Y-XHL 550mm | 150
| 30081300000089 | Relays | RY Zhonghui CHFN-V-112HA2F 12V DC 277V 35A Hand-operated | 200
| 30271803000002 | Solder wire and solder bar | Tin wire YT SnCu0.7; YX9-2; Φ0.8MM 1 RoHS compliant | 4
| 30313900000006 | Desoldering gun | Desoldering gun | 25
| 30081300000066 | Relays | RY Zhonghui CHAR/112A200C 12V DC 36±10%Ω 1000V 200A Hand-operated | 10
| 30081300000066 | Relays | RY Zhonghui CHAR/112A200C 12V DC 36±10%Ω 1000V 200A Hand-operated | 120
| 30080603000043 | MOSFET | MOS CR Microelectronics CRSQ027N10NZ NMOS 100V 2.6mΩ 27A TO247 Hand-inserted | 500
| 30080603000120 | MOSFET | MOSFET P3M12080K4 NMOS 1200V 80mΩ@15V 38A TO247-4 (hand-operated) | 1000
| 30081102000037 | High-frequency switching transformer | TR Chenyang PQ3225 3mHmH 60:6 Ferrite 35*36*34mm Hand-inserted | 50
| 30080111000010 | Current sensor | SEN STK-32PL/A, 32A current, 25mV/A sensitivity, manual insertion. | 250
| 30080111000021 | Current transformer | SEN Langxi Electronics ZMCT118A Current 5, Sensitivity 2.5mA, Hand-plug | 50
| 30080408000003 | Cement resistance | RES Color Source/Color Intelligence SQM5W2RJ 2Ω J 5W Cement P5 Hand-inserted | 100
| 30081102000042 | High-frequency switching transformer | TR Crystal Fly EE19 80uHmH 180:45:11:11.5 Ferrite 21*35*18mm Hand-inserted | 50
| 30240101200281 | Other tags | Other labels, tamper-evident seals, matte silver paper, 50*15mm, black and white printed English VOID. | 2500
| 30080506000040 | power chip | IC ST LM217T-ADJ 40Vin 1.2V-37Vout 1.5Aout LDO (Manual Insertion) | 150
| 30081300000066 | Relays | RY Zhonghui CHAR/112A200C 12V DC 36±10%Ω 1000V 200A Hand-operated | 20
| 30080601000100 | IGBT | IGBT CR Microelectronics CRG40T120AX3SD-2 1200V 40A TO-247PLUS Hand-operated | 1000
| 30080301000027 | Safety capacitors | CAP farad Y2 472 Voltage 300V M Thin film P10 Hand-held | 1000
| 30080304000058 | Electrolytic capacitors | CAP SAMXON ERR22662HJ20RR41PC 22uF 500V M AEC 13*20-P5 Hand-operated | 150
| 30080302000024 | Thin film capacitors | CAP farad C3D1U505KB00C00 5uF Voltage 600V K Thin film L32W13H22P27.5 Hand-operated | 250
| 30080301000053 | Safety capacitors | CAP Farad C4BR2105KBW 105 350V K X2 P27.5 Hand-plug | 200
| 30080302000013 | Thin film capacitors | CAP Farad C6AR2405KBW0550 4uF Voltage 350V K Thin Film L32W22H37P27.5 Hand-operated | 200
| 30080304000066 | Electrolytic capacitors | CAP Jianghao CD286 470uF 25V M AEC 10*12-P5 2000H at 105℃ Socket | 500
| 30080304000067 | Electrolytic capacitors | CAP Jianghao CD286 470uF 35V M AEC 10*16-P5 2000H at 105℃ Socket | 150
| 30080308000026 | Surface Mount Solid Capacitors | CAP CapXon PG470M025E058PTRZRIL 47uF 25V Medium Solid State D6.3*C7.2*L5.8*P2.2 3000H at125℃ Surface Mount | 1200
| 30271503000001 | Board cleaning solution | Board cleaning solution, Tongfang TF-B2, 25kg | 25
| 30081101000007 | Current transformer | CT Hishi Magnetic STK-20HD/P2 Hand Insertion | 1500
| 30081300000042 | relay | RY Hongfa HF-167F 12V DC 75Ω 320 90mm Hand-plug | 120
| 30080612000006 | silicon carbide diode | DIODE Xiamen Sanan [trr] SDS120J020H2 1200V 20A TO247 Hand-operated | 1000
| 30080612000041 | silicon carbide diode | DIODE 1V1D06020T2 650V 20A TO-247-2 Hand-operated | 500
| 30080111000046 | Current sensor | SEN CRRC NACA.32T-P6VN, current 32A, sensitivity 25mV/A, manual insertion. | 150
| 30080514000024 | driver chip | Lite-On LTV-6341P IC, 30V 3A SO6, surface mount. | 1000 | 自提
| 30080410000312 | Chip resistors | RES Yageo AF1206 10Ω F 1/4W Standard 1206 Surface Mount | 1000
| 30080512000021 | Logic chip | IC CR Silicon Technology ULN2003CB SOP16 Surface Mount | 500
| 30080517000012 | op amp chip | IC TI TL074IDR 4 sets SOP14 surface mount | 500
| 30080513000002 | Logic chip | IC 3PEAK LM2903AL1-SR Comparator SOP8 Surface Mount | 500
| 30080605000049 | triode | Q Crystal growth BCX55-16 NPN 60V 1A SOT-89 Surface mount | 250
| 30080605000022 | triode | Q Changdian BCX53-16 PNP 60V 1A SOT-89 Surface Mount | 250
| 30080603000069 | MOSFET | MOS CRTD030N04L NMOS 40V 2.5mΩ 80A TO-252 Surface Mount | 250
| 30080410000236 | Chip resistors | RES Yageo 10K F 1/10W Standard 0603 Surface Mount | 1000
| 30080410000208 | Chip resistors | RES Yageo 0Ω F 1/4W Standard 1206 Surface Mount | 1000
| 30080410000613 | Standard surface mount resistors | RES Yageo RC1206FR 27Ω F 1/4W Standard 1206 Surface Mount | 500
| 30080305000037 | Standard surface mount capacitors | CAP SAMSUNG 103 50V K X7R 0603 Surface Mount | 500
| 30080410000299 | Chip resistors | RES Yageo AF0805 10K F 1/8W Standard 0805 Surface Mount | 1000
| 30080410000314 | Chip resistors | RES Yageo AF0805 120Ω F 1/8W Standard 0805 Surface Mount | 100
| 30080514000016 | driver chip | Toshiba TLP152 SOP5 IC Surface Mount | 1500
| 30080612000030 | silicon carbide diode | DIODE CRXL02D120G2 1200V 2A TO252 Surface Mount | 200
| 30080515000007 | Communication chips | Nanochip Microelectronics NSI1300D25 Isolated Op-Amplifier SOIC8 Surface Mount | 250
| 30271803000002 | Solder wire and solder bar | Tin wire YT SnCu0.7; YX9-2; Φ0.8MM 1 RoHS compliant | 5
| 30220405000007 | connector | Connector: Dianwei VP-D4B-PHDM0 30A | 500
| 30220405000006 | connector | Connector: Dianwei VP-D4B-PHDF0 30A | 500
| 30314800000066 | Phillips head | Electric Phillips head screwdriver bits 5*200*PH2 | 4
| 30220405000008 | connector | Connector DW421F2013B 30A | 50
| 30220405000009 | connector | Connector Dianwei DW421M2013 30A | 50
| 30080305000225 | Standard surface mount capacitors | CAP Yageo 103 50V J 103 0805 Surface Mount | 250
| 20120101100174 | Motherboard DIP | SUN 3-10KW String Three-Phase G06 Mainboard-13A India V1.3 1000V DIP | 37 |  | India, Deyer Office, 12-26
| 20120101100039 | Motherboard DIP | SUN 5KW string single-phase G03 motherboard 12.5A V1.6 500V DIP | 8
| 20120101100039 | Motherboard DIP | SUN 5KW string single-phase G03 motherboard 12.5A V1.6 500V DIP | 42
| 20120101100163 | Motherboard DIP | SUN 3KW string single-phase G04 motherboard V1.4 500V with MOV, no fuse, DIP | 100
| 20120101100078 | Motherboard DIP | SUN 20-25KW String Three-Phase G03 Motherboard V1.0 1000V DIP | 31
| 20120101100078 | Motherboard DIP | SUN 20-25KW String Three-Phase G03 Motherboard V1.0 1000V DIP | 2
| 20120101100144 | Motherboard DIP | SUN 10KW string three-phase G05 motherboard V1.0 1000V 20A DIP for Indian customer | 3
| 20120101100009 | Motherboard DIP | SUN 3KW String Single Phase G03 Mainboard - POWER-ONE V1.7 500V DIP | 50
| 20110101100044 | Motherboard DIP | SUN 3KW SG 04 LP1 1 24V Motherboard EU V1.1 DIP | 5
| 20120103100001 | Control board DIP | SUN 5KW String Single Phase G03 Control Board V2.6 5000G DIP | 1
| 20120103100018 | Control board DIP | SUN 5KW String Single Phase G03 Control Board V2.6 Busbar DIP | 1
| 20120103100013 | Control board DIP | SUN 3KW String Single Phase G04 Control Board V1.0 DIP | 1
| 20120103100012 | Control board DIP | SUN 8KW String Single Phase G01 Control Board V2.6 DIP | 1
| 20120103100007 | Control board DIP | SUN 3KW String Single Phase G03 Control Board V2.6 DIP | 1
| 20120103100111 | Control board DIP | SUN 5KW String Single-Phase G04 Control Board V1.1 \ DIP | 2
| 20120103100089 | Control board DIP | SUN 4KW String Single-Phase G04 Control Board V1.0 / Domestic Chip DIP | 1
| 20120103100105 | Control board DIP | SUN 50KW String Three-Phase G04 Control Board V1.2 1100V PWM DIP | 1
| 20120103100051 | Control board DIP | SUN 15KW string three-phase G05 control board V1.0 1000V DIP | 1
| 20120103100096 | Control board DIP | SUN 3-12KW String Three-Phase G06 Control Board (Advchip) - NO LCD 13A V1.0 1000V DIP | 1
| 20120103100099 | Control board DIP | 0 | 1
| 20120103100070 | Control board DIP | SUN 12KW string three-phase G05 control board V1.0 1000V 18A DIP | 1
| 20120103100075 | Control board DIP | SUN 20KW string three-phase G05 control board V1.0 1000V (Advchip) screenless DIP | 1
| 20120103100092 | Control board DIP | SUN 25KW String Three-Phase G04 Control Board V1.0 1000V 26A+40A DIP | 1
| 20120103100053 | Control board DIP | SUN 15KW String Three-Phase G05 Control Board (Advchip) - NO LCD V1.0 1000V DIP | 1
| 20120103100094 | Control board DIP | SUN 20KW string three-phase G05 control board (Advchip V1.1 1100V PWM DIP) | 1
| 20120103100057 | Control board DIP | SUN 12KW String Three-Phase G05 Control Board (Advchip) - NO LCD / 1000V DIP | 1
| 20120103100052 | Control board DIP | SUN 15KW String Three-Phase G05 Control Board (TI) V1.0 1000V DIP | 1
| 20120103100058 | Control board DIP | SUN 30KW String Three-Phase G03 Control Board V1.0 1000V Screenless DIP | 1
| 20120103100060 | Control board DIP | SUN 33KW string three-phase G03 control board V1.0 1000V DIP | 1
| 20120103100037 | Control board DIP | SUN 3KW String Single-Phase G03 Control Board 12.5A V2.6 / DIP | 1
| 20120103100078 | Control board DIP | SUN 36KW string three-phase G04 control board V1.0 1000V screenless DIP | 1
| 20120103100054 | Control board DIP | SUN 12KW String Three-Phase G05 Control Board (TI) V1.0 1000V DIP | 1
| 20120103100038 | Control board DIP | SUN 3KW String Single-Phase G04 Control Board V1.0 / Domestic Chip DIP | 1
| 20120103100008 | Control board DIP | SUN 25KW String Three-Phase Relay Control Board V1.4 1000V DIP | 1
| 20120103100005 | Control board DIP | SUN 20KW string three-phase control board 1000V DIP | 1
| 20120103100035 | Control board DIP | SUN 15KW string three-phase G02 control board / 1000V DIP | 1
| 20120103100040 | Control board DIP | SUN 5KW String Single-Phase G04 Control Board V1.0 / Domestic Chip DIP | 1
| 20120103100088 | Control board DIP | SUN 110KW String Three-Phase G01 Control Board V1.1 1100V DIP | 1
| 20120103100011 | Control board DIP | SUN 80KW String Three-Phase G02 Control Board V2.6 DIP | 1
| 20120103100046 | Control board DIP | SUN 75KW String Three-Phase G01 Control Board V1.0 1000V DIP | 1
| 20120103100045 | Control board DIP | SUN 8KW String Single Phase G01 Control Board V2.6 1000V DIP | 1
| 20120103100036 | Control board DIP | SUN 25KW string three-phase G03 control board V1.0 1000V DIP | 1
| 20120103100076 | Control board DIP | SUN 40KW string three-phase G04 control board V1.0 1000V DIP | 1
| 20120103100077 | Control board DIP | SUN 50KW string three-phase G04 control board V1.0 1000V DIP | 1
| 20120103100034 | Control board DIP | SUN 10KW String Single Phase G01 Control Board V1.6 / DIP | 1
| 20120103100124 | Control board DIP | SUN 36KW String Three-Phase G04 Control Board V1.0 1000V PWM DIP | 1
| 20120106100071 | Auxiliary board DIP | SUN / String Three-Phase / WIFI Board - Dual Isolation Communication / 1000V DIP | 7
| 20120106100055 | Auxiliary board DIP | SUN 100KW String Three-Phase G01 Bottom Power Board V1.0 1000V DIP | 4
| 20120103100006 | Control board DIP | SUN 33KW String Three-Phase Control Board V1.4 1000V DIP | 1
| 20120103100042 | Control board DIP | SUN 6-10KW String Three-Phase Control Board / 1000V DIP | 1
| 20120103100059 | Control board DIP | SUN 110KW String Three-Phase G01 Control Board V1.0 1000V DIP | 1
| 20120103100068 | Control board DIP | SUN 136KW String Three-Phase G01 Control Board V1.0 1000V DIP | 1
| 20120103100087 | Control board DIP | SUN 100KW String Three-Phase G01 Control Board V1.3 1100V DIP | 1
| 20120101100208 | Motherboard DIP | SUN 5KW string single-phase G04 motherboard V1.4 500V without fuse DIP | 64
| 20120102100014 | LCD version DIP | SUN 3KW string single-phase G04 LCD panel V1.0 Arteri DIP | 100
| 20110106100154 | Auxiliary board DIP | SUN 5KW SG 04 LP1 Connector Board EU V1.3 DIP | 10
| 20120101100005 | Motherboard DIP | SUN 5KW String Single Phase G03 Mainboard V1.6 500V DIP | 1
| 20120101100005 | Motherboard DIP | SUN 5KW String Single Phase G03 Mainboard V1.6 500V DIP | 49
| 20120106100073 | Auxiliary board DIP | SUN 485-232 String Three-Phase / WIFI Board / 1000V DIP | 100
| 20120101100086 | Motherboard DIP | SUN 60KW String Three-Phase / Mainboard V1.2 1000V DIP | 11
| 20110101100082 | Motherboard DIP | SUN 5KW SG 04 LP1 2 48V Motherboard EU V1.3 DIP | 30
| 20110106100077 | Auxiliary board DIP | SUN 8KW SG 02 LP2 Relay Board US V1.2 DIP | 20
| 20110106100105 | Auxiliary board DIP | SUN 5KW SG 04 LP1 Generator Board EU V1.1 DIP | 20
| 20120101100006 | Motherboard DIP | SUN 25KW String Three-Phase Mainboard V1.6 1000V DIP | 30
| 20120101100001 | Motherboard DIP | SUN 33KW String Three-Phase G02 Motherboard V1.3 1000V DIP | 20
| 20120104100002 | Driver board DIP | SUN 33KW String Three-Phase Driver Board - Two-Channel MPPT V1.5 1000V DIP | 30
| 20110106100117 | Auxiliary board DIP | SUN 3KW SG 04 LP1 AC board EU V1.1 DIP | 21
| 20120104100007 | Driver board DIP | SUN 25KW String Three-Phase Low-Level Driver Board V1.1 1000V DIP | 20
| 20110106100117 | Auxiliary board DIP | SUN 3KW SG 04 LP1 AC board EU V1.1 DIP | 9
| 20120106100062 | Auxiliary board DIP | SUN 50KW string three-phase G03 capacitor board V1.0 1000V DIP | 8
| 20110106100349 | Auxiliary board DIP | SUN 8KW SG 02 LP2 Relay Load Connector (US V1.1 DIP) | 20
| 20120106100069 | Auxiliary board DIP | SUN RS232-RS485 String Three-Phase / WIFI Board - Isolation / 1000V DIP | 50
| 20120101100073 | Motherboard DIP | SUN 100KW String Three-Phase G01 AC Output Board V1.2 1000V DIP | 16
| 20120101100172 | Motherboard DIP | SUN 100KW String Three-Phase G01 AC Output Board V1.3 1000V DIP | 17
| 20120101100192 | Motherboard DIP | SUN 3KW String Single Phase G04 Mainboard V1.5 550V MOV DIP | 20
| 20120103100110 | Control board DIP | SUN 100KW String Three-Phase G02 Control Board V1.0 1100V DIP | 8
| 20120103100033 | Control board DIP | SUN 100KW String Three-Phase G01 Control Board V1.1 1000V DIP | 8
| 20120103100044 | Control board DIP | SUN 80KW string three-phase G03 control board V1.4 1000V DIP | 10
| 20120103100097 | Control board DIP | SUN 3-12KW String Three-Phase G06 Control Board (Advchip) - NO LCD 20A V1.0 1000V DIP | 10
| 20120102100019 | LCD version DIP | SUN LCD - Dual Communication Port Serial Three-Phase LCD Panel V1.0 / DIP | 5
| 20120103100043 | Control board DIP | SUN 6-10KW String Three-Phase G05 Control Board / 1000V DIP | 3
| 20120106100123 | Auxiliary board DIP | SUN 12KW String Three-Phase G06 Auxiliary Board V2.0 1000V DIP | 5
| 30221700000006 | Data acquisition stick WiFi | Data Acquisition Stick 2.4G DB9 LSW-3A5251-Xiyingzhen-DB9 (without markings) | 50
| 30314400000015 | multimeter | F15B+Fluke | 5
| 30320100003006 | Accessories | LCR Digital Bridge Tester AT825 (10kHz/0.2) | 1
| 30221801000006 | fan | Waterproof Fan NMB G-09225VE12QCTYY 12V 0.92A IP68 - with JST waterproof connector - L-50mm | 50
| 30221104000227 | gray ribbon cable | UL2651 28AWG Grey 40P FC-40P-FCL160mm | 20
| 30220405000023 | connector | Connector Luyi HJA042101-L=120mm 10A | 50
| 30221104000107 | 4-core shielded wire | UL2547 24AWG Black Single Thread XHD Red - B254001-2-04L280mm | 20
| 30080601000014 | IGBT | IGBT On Semiconductor NGTB40N120FL3WG 1200V 40A TO247 Hand-operated | 30
| 30080601000039 | IGBT | IGBT Magna MBQ40T65QE 650V 40A TO247 Hand-operated | 30
| 30080601000061 | IGBT | IGBT New Long March MPBQ75N120BF 1200V 75A TO247 Hand-inserted | 30
| 30080601000047 | IGBT | IGBT New Clean Energy NCE40TD120VTP 1200V 40A TO247 Hand-plug | 30
| 30080601000011 | IGBT | Infineon IGBT IKW75N65EH5 650V 75A TO247 Hand-operated | 30
| 30080601000010 | IGBT | Infineon IGBT IKW75N65ES5 650V 75A TO247 Hand-operated | 30
| 30080601000084 | IGBT | IGBT StarPower DG50Q12T2Y 1200V 50A TO-247 Hand-operated | 30
| 30080601000048 | IGBT | IGBT New Clean Energy NCE75TD120VTP 1200V 75A TO247 Hand-plug | 30
| 30080601000039 | IGBT | GBT Magna MBQ40T65QE 650V 40A TO247 Hand-operated | 500
| 30080601000047 | IGBT | New Clean Energy NCE40TD120VTP 1200V 40A TO247 Hand-operated | 500
| 30314200000073 | Welding tools | Soldering iron tip T600-K | 20
| 30080601000012 | IGBT | IGBT On Semiconductor NGTB25N120FL3WG 1200V 25A TO247 Hand-operated | 250
| 30081300000044 | relay | RY Hongfa HF167F-140 12V DC 57.6Ω 800 150 Manual Plug | 75
| 30080602000001 | IGBT module | IGBT Weike FT12NMA200SH01 1200V 200A Hand-operated | 20
| 30080111000004 | Current transformer | SEN STK-200BS1 Current 200A Sensitivity 20mV/A Assembly | 20
| 30271004000001 | Thermal grease | Thermal grease, G-SC102, zinc oxide, thermal conductivity 1.0, 1KG | 3
| 20120106100071 | Auxiliary board DIP | SUN / String Three-Phase / WIFI Board - Dual Isolation Communication / 1000V DIP | 43
| 20120106100054 | Auxiliary board DIP | SUN 100KW String Three-Phase G01 PV Board V1.1 1000V DIP | 24
| 20120106100182 | Auxiliary board DIP | SUN 100KW String Three-Phase G01 CURRENT Board V1.0 1000V DIP | 20
| 20120106100124 | Auxiliary board DIP | SUN PID string three-phase / 60-110KW / / DIP | 6
| None | Hanging board |  | 200

## 2023年
2023 Shipping List
PCBA SN* (old) | PCBA SN* (new) | Component type | Specification | Quantity*(PCS） | Remark
| 20120101100163 | Motherboard DIP | SUN 3KW string single-phase G04 motherboard V1.4 500V with MOV, no fuse, DIP | 35 |  | India Office After-Sales Materials 1-3
| 20120101100156 | Motherboard DIP | SUN 5KW String Single Phase G04 Motherboard - Hishix V1.1 500V Magna DIP | 2
| 20110102100018 | LCD version DIP | SUN 8KW SG 02 LP1 LCD Panel (Deye) / V1.5 DIP | 15
| 30081601000038 | thermal pads | HS Bergs K10 Silicone Cloth Thermal Pad 0.152*54*30 with Perforation | 280
| 20120101100156 | Motherboard DIP | SUN 5KW String Single Phase G04 Motherboard - Hishix V1.1 500V Magna DIP | 33
| 30221104000301 | cold terminals | UL10269 2AWG Black Single RNB38-6 Cold Terminal - E50-20L200mm | 10 |  | Akshay D India Office After-Sales Materials 2.7
| 30221104000302 | cold terminals | UL10269 2AWG Black Single RNB38-6 Cold Terminal - E50-20L440mm | 20
| 30080811000015 | Combined terminals | CN Combined ATA-115-2-2P 2p Bulk Hand-inserted | 10
| 30080811000016 | Combined terminals | CN Combined ATA-115-2-3P 3P Bulk Hand-inserted | 10
| 30221104000332 | Insulated terminals | UL10269 4AWG Black Single RNB22-6 Tubular Pre-insulated Terminal L160mm | 30
| 30221104000303 | neutral wire | UL10269 14AWG Blue Single 6.3mm ferrule spring - VE2512L300mm | 20
| 30221104000333 | ground wire | UL10269 8AWG Yellow-green Single RNB8-5 Tubular Pre-insulated Terminal L150mm | 10
| 30220405000047 | Combined terminals | Connector: HP-ATH-255-3-1P 255A | 10
| 30220405000048 | Combined terminals | Connector: HP-ATH-255-3-3P 255A | 10
| 10010101000212 | Single-phase energy storage inverter | SUN 3KW SG 04 LP1 White MPPT1 24V 5000 type EU 3.5TFT CT GEN WiFi Domestic Deye English V1 | 2 |  | India Office After-Sales Materials (Complete Unit) 3-10
| 10010101000161 | Single-phase energy storage inverter | SUN 3.6KW SG 04 LP1 White MPPT2 48V 5000 Model EU 3.5TFT CT GEN WiFi Domestic Deye English V1 | 2
| 10010101000156 | Single-phase energy storage inverter | SUN 5KW SG 04 LP1 White MPPT2 48V 5000 type EU 3.5TFT CT GEN WiFi Finished Product Stock Available. (DeYe English V1) | 4
| 10010101000527 | Single-phase energy storage inverter | SUN 6KW SG 04 LP1 White MPPT2 48V 5000 Model AU 3.5TFT CT Gen WiFi Domestic Brand English V1 | 2
| 10010101000281 | Single-phase energy storage inverter | SUN 8KW SG 05 LP1 White MPPT2 48V 5000 type EU 3.5TFT CT GEN WiFi Domestic Deye English V1 | 2
| 10010101000305 | Single-phase energy storage inverter | SUN 16KW SG 01 LP1 White MPPT3 48V 7600 Model EU 3.5TFT CT Gen WiFi Domestic, Deye English V1 | 2
| 10010102000092 | Three-phase energy storage inverter | SUN 5KW SG 04 LP3 White MPPT2 48V 7600 Model EU 3.5TFT CT Gen WiFi Domestic, Deye English V2 | 2
| 10010102000093 | Three-phase energy storage inverter | SUN 6KW SG 04 LP3 White MPPT2 48V 7600 Model EU 3.5TFT CT Gen WiFi Domestic, Deye English V2 | 2
| 10010102000013 | Three-phase energy storage inverter | SUN 8KW SG 04 LP3 White MPPT2 48V 7600 Model EU 3.5TFT CT Gen WiFi Domestic (DeYe English V1) | 2
| 10010102000010 | Three-phase energy storage inverter | SUN 10KW SG 04 LP3 White MPPT2 48V 7600 Model EU 3.5TFT CT Gen WiFi Domestic Deye English V1 | 2
| 10010102000001 | Three-phase energy storage inverter | SUN 12KW SG 04 LP3 White MPPT2 48V 7600 Model EU 3.5TFT CT Gen WiFi Domestic Deye English V1 | 2
| 10010102000214 | Three-phase energy storage inverter | SUN 15KW SG 01 HP3 White MPPT2 700V High Voltage 15KW Type A EU 3.5TFT CT GEN WiFi Domestic Deye English V1 | 2
| 10010102000205 | Three-phase energy storage inverter | SUN 50KW SG 01 HP3 White MPPT4 800V High Voltage 50KW Type B EU 3.5TFT CT GEN WiFi Domestic Deye English V1 | 2
| 10010201000490 | Single-phase string inverter | SUN 1.5KW G04 P1 MPPT1 M WiFi Limiter (India) Festa | 4
| 10010201000278 | Single-phase string inverter | SUN 2KW G04 P1 MPPT1 M Circuit Breaker RS485 Meter GPRS Domestic Deye English | 17
| 10010201000114 | Single-phase string inverter | SUN 3KW G04 P1 MPPT1 M Circuit Breaker WiFi RS485 Domestic (DeYe English) | 82
| 10010201000286 | Single-phase string inverter | SUN 3.6KW G04 P1 MPPT2 M Circuit Breaker WiFi Limiter Meter (Domestic) Deye (English) | 2
| 10010201000537 | Single-phase string inverter | SUN 4KW G04 P1 MPPT2 M Circuit Breaker WiFi RS485 Meter Domestic Deye English | 18
| 10010201000119 | Single-phase string inverter | SUN 5KW G04 P1 MPPT2 M Circuit Breaker WiFi RS485 Domestic (DeYe English) | 27
| 10010201000279 | Single-phase string inverter | SUN 6KW G04 P1 MPPT2 M Circuit Breaker WiFi Limiter Meter (Domestic) Deye (English) | 4
| 10010201000283 | Single-phase string inverter | SUN 10KW G01 P1 MPPT2 M Circuit Breaker WiFi RS485 Domestic (DeYe English) | 2
| 10010202001130 | Three-phase string inverter | SUN 5KW G06 P3 MPPT2 H Circuit Breaker WiFi RS485 Meter Domestic Deye English | 3
| 10010202001050 | Three-phase string inverter | SUN 6KW G05 P3 MPPT2 H Circuit Breaker WiFi RS485 Meter Domestic (DeYe English) P | 2
| 10010202001152 | Three-phase string inverter | SUN 6KW G06 P3 MPPT2 H Circuit Breaker WiFi RS485 Meter Domestic (DeYe English) | 2
| 10010202001134 | Three-phase string inverter | SUN 7KW G06 P3 MPPT2 H Circuit Breaker WiFi RS485 Meter Domestic (DeYe English) | 2
| 10010202001132 | Three-phase string inverter | SUN 8KW G06 P3 MPPT2 H Circuit Breaker WiFi RS485 Meter Domestic Deye English | 4
| 10010202000443 | Three-phase string inverter | SUN 8KW G05 P3 MPPT2 M Circuit Breaker WiFi RS485 Meter Domestic Deye English | 4
| 10010202000018 | Three-phase string inverter | SUN 10KW G05 P3 MPPT2 H Circuit Breaker WiFi RS485 Domestic (DeYe English) | 8
| 10010202001129 | Three-phase string inverter | SUN 10KW G06 P3 MPPT2 H Circuit Breaker WiFi RS485 Meter Domestic Deye English | 8
| 10010202001097 | Three-phase string inverter | SUN 12KW G05 P3 MPPT2 H circuit breaker, WiFi RS485 Meter, finished product in stock. (DeYe English) | 2
| 10010202001133 | Three-phase string inverter | SUN 12KW G06 P3 MPPT2 H Circuit Breaker WiFi RS485 Meter Domestic Deye English | 2
| 10010202000017 | Three-phase string inverter | SUN 15KW G05 P3 MPPT2 H Circuit Breaker WiFi RS485 Meter Domestic Deye English G03 | 4
| 10010202000275 | Three-phase string inverter | SUN 20KW G04 P3 MPPT2 H Circuit Breaker WiFi RS485 Meter Domestic Deye English | 2
| 10010202000938 | Three-phase string inverter | SUN 25KW G04 P3 MPPT2 H Circuit Breaker WiFi RS485 Meter Domestic Deye English | 2
| 10010202000276 | Three-phase string inverter | SUN 30KW G04 P3 MPPT2 H Circuit Breaker WiFi RS485 Meter Domestic (DeYe English) | 2
| 10010202000504 | Three-phase string inverter | SUN 33KW G04 P3 MPPT2 H Circuit Breaker WiFi RS485 Meter Domestic (DeYe English) | 2
| 10010202001128 | Three-phase string inverter | SUN 35KW G04 P3 MPPT2 H Circuit Breaker WiFi RS485 Meter Domestic Deye English | 2
| 10010202001058 | Three-phase string inverter | SUN 40KW G03 P3 MPPT4 M Circuit Breaker WiFi RS485 Meter Domestic Deye English | 2
| 10010202000032 | Three-phase string inverter | SUN 50KW G03 P3 MPPT4 M Circuit Breaker WiFi RS485 Meter Domestic Deye English | 2
| 10010202000558 | Three-phase string inverter | SUN 60KW G P3 MPPT4 H Circuit Breaker WiFi RS485 Meter Domestic Deye English | 2
| 10010202000626 | Three-phase string inverter | SUN 70KW G03 P3 MPPT4 H Circuit Breaker WiFi RS485 Meter Domestic Deye English | 2
| 10010202000118 | Three-phase string inverter | SUN 75KW G P3 MPPT6 H Circuit Breaker WiFi RS485 Meter Domestic Deye English | 2
| 10010202000295 | Three-phase string inverter | SUN 80KW G03 P3 MPPT4 H Circuit Breaker WiFi RS485 Meter Domestic Deye English | 2
| 10010202000315 | Three-phase string inverter | SUN 100KW G P3 MPPT6 H Circuit Breaker WiFi RS485 Meter Domestic Deye English | 2
| 10010202000283 | Three-phase string inverter | SUN 110KW G P3 MPPT6 H Circuit Breaker WiFi RS485 Meter Domestic Deye English | 2
| 20120101100087 | Motherboard DIP | SUN 80KW String Three-Phase G03 Motherboard V1.0 1000V DIP | 5 |  | India Office After-Sales Materials 3-10(2)
| 20120106100066 | Auxiliary board DIP | SUN 80KW String Three-Phase Board G01 4String-PV Board V1.1 1000V DIP | 5
| 20120101100063 | Motherboard DIP | SUN 15KW String Three-Phase G05 Motherboard V1.0 1000V DIP | 5
| 20120101100168 | Motherboard DIP | SUN 30-33KW String Three-Phase G04 Mainboard V1.5 1000V NCE DIP | 5
| 20120101100168 | Motherboard DIP | SUN 30-33KW String Three-Phase G04 Mainboard V1.5 1000V NCE DIP | 5
| 20120101100076 | Motherboard DIP | SUN 12KW String Three-Phase G05 Motherboard V1.0 1000V DIP | 5
| 20120104100020 | Driver board DIP | SUN 100KW String Three-Phase G01 Driver Board V1.0 1000V DIP | 5
| 20120104100022 | Driver board DIP | SUN 60KW String Three-Phase G02 Driver Board V1.3 1000V DIP | 5
| 20120101100073 | Motherboard DIP | SUN 100KW String Three-Phase G01 AC Output Board V1.2 1000V DIP | 5
| 20120106100059 | Auxiliary board DIP | SUN 50KW String Three-Phase G03 PV Board - Four-Way with Surge Protector V1.2 1000V DIP | 5
| 20120101100086 | Motherboard DIP | SUN 60KW String Three-Phase / Mainboard V1.2 1000V DIP | 5
| 20120101100078 | Motherboard DIP | SUN 20-25KW String Three-Phase G03 Motherboard V1.0 1000V DIP | 5
| 20120101100078 | Motherboard DIP | SUN 20-25KW String Three-Phase G03 Motherboard V1.0 1000V DIP | 5
| 20120103100046 | Control board DIP | SUN 75KW String Three-Phase G01 Control Board V1.0 1000V DIP | 10
| 20120103100033 | Control board DIP | SUN 100KW String Three-Phase G01 Control Board V1.1 1000V DIP | 10
| 20120103100059 | Control board DIP | SUN 110KW String Three-Phase G01 Control Board V1.0 1000V DIP | 10
| 20120103100043 | Control board DIP | SUN 6-10KW String Three-Phase G05 Control Board / 1000V DIP | 10
| 20120103100052 | Control board DIP | SUN 15KW String Three-Phase G05 Control Board (TI) V1.0 1000V DIP | 10
| 20120102100024 | LCD version DIP | SUN / String Three-Phase G03 Dual Communication Port LCD Panel (Small Screen) V1.0 / DIP | 10
| 20120106100115 | Auxiliary board DIP | SUN 36 String Three-Phase G01 Fan Board V1.0 1000V DIP | 5
| 20120101100080 | Motherboard DIP | SUN 33KW String Three-Phase G03 Motherboard V1.3 1000V DIP | 5
| 20120104100019 | Driver board DIP | SUN 75KW String Three-Phase G01 Driver Board V1.0 1000V DIP | 5
| 20120106100060 | Auxiliary board DIP | SUN 50KW String Three-Phase G02 Power Supply Board V1.2 1000V DIP | 5
| 20120101100079 | Motherboard DIP | SUN 3-18KW String Three-Phase G05 Motherboard V1.1 1000V DIP | 5
| 20120102100019 | LCD version DIP | SUN LCD - Dual Communication Port Serial Three-Phase LCD Panel V1.0 / DIP | 10
| 20120103100044 | Control board DIP | SUN 80KW string three-phase G03 control board V1.4 1000V DIP | 5
| 20120106100058 | Auxiliary board DIP | SUN 33KW String Three-Phase G03 Fan Board V1.0 1000V DIP | 5
| 20120103100060 | Control board DIP | SUN 33KW string three-phase G03 control board V1.0 1000V DIP | 10
| 20120103100036 | Control board DIP | SUN 25KW string three-phase G03 control board V1.0 1000V DIP | 8
| 20120106100055 | Auxiliary board DIP | SUN 100KW String Three-Phase G01 Bottom Power Board V1.0 1000V DIP | 5
| 20120102100020 | LCD version DIP | SUN / String Three-Phase / LCD Panel V1.9 / DIP | 5
| 20120106100084 | Auxiliary board DIP | SUN 15KW string three-phase G01 capacitor board V1.0 1000V DIP | 5
| 20120103100041 | Control board DIP | SUN 60KW string three-phase G02 control board V1.4 1000V DIP | 10
| 20120103100070 | Control board DIP | SUN 12KW string three-phase G05 control board V1.0 1000V 18A DIP | 10
| 20120106100073 | Auxiliary board DIP | SUN 485-232 String Three-Phase / WIFI Board / 1000V DIP | 10
| 20120106100063 | Auxiliary board DIP | SUN 50KW String Three-Phase / Capacitor Board V1.1 1000V DIP | 5
| 20120106100054 | Auxiliary board DIP | SUN 100KW String Three-Phase G01 PV Board V1.1 1000V DIP | 5
| 20120106100071 | Auxiliary board DIP | SUN / String Three-Phase / WIFI Board - Dual Isolation Communication / 1000V DIP | 10
| 30250205000384 | Whole machine packaging carton | Overall machine, neutral, 1093*840*547mm, yellow board printing, thickened corrugated board, 100KW. | 3 |  | India Office After-Sales Materials 3-13
| 30250205000769 | Whole machine packaging carton | Complete machine, six-sided box, neutral, 870*585*420mm, yellow board printing, thickened corrugated, SUN-(5-12)K-SG04LP3-EU-AU | 2
| 30250205000664 | Whole machine packaging carton | Complete machine, six-sided box, neutral, 985*645*425mm, yellow board printing, thickened corrugated board, SUN-16K-SG04LP1 | 2
| 30250205000201 | Thickened cardboard box | 80KW neutral 845*785*430mm V2 thickened corrugated 80KW | 5
| 30250205000201 | Thickened cardboard box | 80KW neutral 845*785*430mm V2 thickened corrugated 80KW | 5
| 30250205000241 | Outer box | Overall dimensions: 582*499*220 | 10
| 30250205000200 | Outer box | 8KW single-phase neutral unit, dimensions 435*425*300mm | 4
| 30240200000031 | Group mask | 33KW neutral, 219*144mm, display window 70.8*45.5mm | 20
| 30240200000038 | Group mask | 33KW Deye 219*144mm, display window 70.8*45.5mm | 10
| 30240200000033 | Group mask | 3KW-G03 Neutral 190*95mm Display window 66*16mm | 20
| 30240200000063 | Group mask | 3K-G04 Neutral 153.8*98.8mm Display window 66*16mm | 70
| 30240200000032 | Energy-storing face mask | 7.6KW-SG02 Neutral 179*154mm Display window 76.5*52mm | 20
| 30240200000381 | Face sticker | Energy-Storing Face Mask, Invergy Customized, 135*135mm, 76.5*52mm, 3KW-SG04 | 4
| 30240200000059 | Group mask | 3K-G04 Deye 153.8*98.8mm Display window 66*16mm | 10
| 30240200000035 | Group mask | 15KW-G03 Neutral 216*108mm Display window 70.8*45.5mm | 2
| 20120101100039 | Motherboard DIP | SUN 5KW string single-phase G03 motherboard 12.5A V1.6 500V DIP | 25 |  | India Office After-Sales Materials 4-25 (1)
| 20120101100039 | Motherboard DIP | SUN 5KW string single-phase G03 motherboard 12.5A V1.6 500V DIP | 25
| 203010874 | Motherboard DIP | SUN 6KW string three-phase G03 motherboard 1000V DIP | 10
| 20120101100208 | Motherboard DIP | SUN 5KW String Single Phase G04 Mainboard V1.4 500V Magna DIP | 20
| 20120101100208 | Motherboard DIP | SUN 5KW String Single Phase G04 Mainboard V1.4 500V Magna DIP | 20
| 20120102100014 | LCD version DIP | SUN 3KW string single-phase G04 LCD panel V1.0 Arteri DIP | 100
| 20120103100038 | Control board DIP | SUN 3KW String Single-Phase G04 Control Board V1.0 with Domestic Chips and DIP Materials | 50
| 20120102100022 | LCD version DIP | SUN 1602 String Single Phase / LCD Panel V1.4 / DIP | 30
| 20120103100037 | Control board DIP | SUN 3KW String Single-Phase G03 Control Board 12.5A V2.6 / DIP | 30
| 20120104100023 | Driver board DIP | SUN 75KW String Three-Phase G03 Driver Board V1.0 1000V DIP | 10
| 20120101100218 | Motherboard DIP | SUN 3KW string single-phase G04 motherboard V1.5 500V with MOV, no fuse, DIP | 20
| 20120101100163 | Motherboard DIP | SUN 3KW string single-phase G04 motherboard V1.4 500V with MOV, no fuse, DIP | 50
| 20120106100072 | Auxiliary board DIP | SUN G01 WIFI V1.0 / DIP (No String String Single Phase) | 50
| 30220521000023 | air switch | Air circuit breaker, Benyi Electric BYSS.1-18/T-4P | 20
| 20120103100042 | Control board DIP | SUN 6-10KW String Three-Phase Control Board / 1000V DIP | 20
| 20120103100018 | Control board DIP | SUN 3KW String Single Phase G03 Control Board V2.6 Material DIP | 30
| 20120103100041 | Control board DIP | SUN 60KW string three-phase G02 control board V1.4 1000V DIP | 16
| 30221700000016 | Data acquisition stick Ethernet | LSE-3A5251 Ethernet DB9 Nut Custom Model | 10
| 30220405000017 | connector | Connector Fengnian EP030-1224-00 17.5A | 25
| 30220405000036 | connector | Connector Dianwei VPAC06EW-3P(SC) 30A | 25
| 30220405000039 | connector | Connector Dianwei VPAC06EW-3P(SC)9 45A | 25
| 30220405000018 | connector | Connector: Dianwei VPAC06EW18-5P(SC) 33A | 25
| 30220405000035 | connector | Connector Dianwei VPAC06EW-5P(SC)10 50A | 25
| 30220405000004 | connector | Connector: Dianwei VP-D4B-CHDF0 30A | 500
| 30220405000008 | connector | Connector DW421F2013B 30A | 500
| 30220405000005 | connector | Connector Dianwei VP-D4B-CHDM0 30A | 500
| 30220405000009 | connector | Connector Dianwei DW421M2013 30A | 500
| 30221104000196 | Connecting wire | UL2468 26AWG Red and White 4P XHB-XHB Reverse L170mm | 50
| 30080304000085 | Electrolytic capacitors | CAP NCC ELXS551VSN391MA60S 390uF 550V M AEC 35*60-P10 5000H at 85℃ Hand-inserted | 100
| 30080304000077 | Electrolytic capacitors | CAP Nichicon LGX2H391MELC50 390uF Voltage 500V M AEC 35*50-P10 5000H at 105℃ Manual Insertion | 100
| 30080802000054 | pins | CN Yirui 2*15P-2.54-L=31.5-6+6 Bulk, Hand-inserted | 30
| 20120101100005 | Motherboard DIP | SUN 5KW String Single Phase G03 Mainboard V1.6 500V DIP | 27 |  | India Office After-Sales Materials 5-31
| 20120101100005 | Motherboard DIP | SUN 5KW String Single Phase G03 Mainboard V1.6 500V DIP | 23
| 20120101100174 | Motherboard DIP | SUN 3-10KW String Three-Phase G06 Mainboard-13A India V1.3 1000V DIP | 4
| 20120101100174 | Motherboard DIP | SUN 3-10KW String Three-Phase G06 Mainboard-13A India V1.3 1000V DIP | 16
| 20120103100038 | Control board DIP | SUN 3KW String Single-Phase G04 Control Board V1.0 / Domestic Chip DIP | 10 |  | DeYe India Office After-Sales Materials 6-13
| 20120103100089 | Control board DIP | SUN 4KW String Single-Phase G04 Control Board V1.0 / Domestic Chip DIP | 5
| 20120103100112 | Control board DIP | SUN 5KW String Single-Phase G04 Control Board V1.1 / Domestic Chip DIP | 5
| 20120103100096 | Control board DIP | SUN 3-12KW String Three-Phase G06 Control Board (Advchip) - NO LCD 13A V1.0 1000V DIP | 10
| 20120103100052 | Control board DIP | SUN 15KW String Three-Phase G05 Control Board (TI) V1.0 1000V DIP | 5
| 20120103100036 | Control board DIP | SUN 25KW string three-phase G03 control board V1.0 1000V DIP | 10
| 20120103100060 | Control board DIP | SUN 33KW string three-phase G03 control board V1.0 1000V DIP | 5
| 20120103100039 | Control board DIP | SUN 50KW string three-phase G03 control board V1.4 1000V DIP | 10
| 20120103100041 | Control board DIP | SUN 60KW string three-phase G02 control board V1.4 1000V DIP | 5
| 20120103100044 | Control board DIP | SUN 80KW string three-phase G03 control board V1.4 1000V DIP | 5
| 20120103100033 | Control board DIP | SUN 100KW String Three-Phase G01 Control Board V1.1 1000V DIP | 5
| None | EN charging station | DCMI000100PV | 2 |  | DeYe India Office After-Sales Tools 6-27
| None | Oscilloscope | DS1102 | 2
| 30320100000540 | soldering iron station | BK90, 90W | 3
| 1040900002 | Antistatic tweezers | ESD10, Black | 10
| 1040900006 | Antistatic tweezers | ESD15, Black | 10
| 30313900000006 | Desoldering gun | Desoldering gun | 4
| None | EN charging station | DCMI000100PV | 2
| None | Oscilloscope | DS1102 | 2
| 30314200000080 | heat gun | 858D | 4
| None | Test-driven | Test-driven | 4
| 30271803000002 | Solder wire and solder bar | Tin wire YT SnCu0.7; YX9-2; Φ0.8MM 1 RoHS compliant | 8
| None | EN charging station | DCMI000100PV | 1
| 30313900000006 | Desoldering gun | Desoldering gun | 6
| 30314400000015 | multimeter | F15B+Fluke | 4
| 30311900000034 | Phillips screwdriver | M6*250mm cross face | 4
| 30320100003003 | Accessories | Victory Insulation Resistance Tester VC60D+ Rechargeable Kit 50 | 4
| 30320100003006 | Accessories | LCR Digital Bridge Tester AT825 (10kHz/0.2) | 4
| None | electric screwdriver | SK-6280LD | 4
| 30311900000034 | Phillips screwdriver | M6*250mm cross face | 6
| 30314400000015 | multimeter | F15B+Fluke | 6
| 30320100000540 | soldering iron station | BK90, 90W | 1
| 30271803000002 | Solder wire and solder bar | Tin wire YT SnCu0.7; YX9-2; Φ0.8MM 1 RoHS compliant | 2
| 20110102100038 | Downloader | SUN 8KW SG 02 LP1 LCD Panel (Programmer) V1.0 DIP | 4
| None | EN charging station | DCMI000100PV | 2
| 30320100000540 | soldering iron station | BK90, 90W | 3
|  | #VALUE! | #VALUE!
| None | EN charging station | DCMI000100PV | 2
| 30320100000540 | soldering iron station | BK90, 90W | 3
| None | EN charging station | DCMI000100PV | 1
|  | Downloader | SUN 8KW SG 02 LP1 LCD Panel (Programmer) V1.0 DIP | 6
| 20110101100080 | Motherboard DIP | SUN 8KW SG 05 LP1 Motherboard US V1.3 DIP | 20 |  | DeYe India Office After-Sales Materials 7-8
| 20110101100080 | Motherboard DIP | SUN 8KW SG 05 LP1 Motherboard US V1.3 DIP | 20
| 20110101100080 | Motherboard DIP | SUN 8KW SG 05 LP1 Motherboard US V1.3 DIP | 20
| 20120101100208 | Motherboard DIP | SUN 5KW String Single Phase G04 Mainboard V1.4 500V Magna DIP | 34
| 20120101100208 | Motherboard DIP | SUN 5KW String Single Phase G04 Mainboard V1.4 500V Magna DIP | 33
| 20120101100208 | Motherboard DIP | SUN 5KW String Single Phase G04 Mainboard V1.4 500V Magna DIP | 33
| 20120101100163 | Motherboard DIP | SUN 3KW string single-phase G04 motherboard V1.4 500V with MOV, no fuse, DIP | 50
| 20120101100163 | Motherboard DIP | SUN 3KW string single-phase G04 motherboard V1.4 500V with MOV, no fuse, DIP | 50
| 20110101100078 | Motherboard DIP | SUN 12KW SG 04 LP3 2 48V Motherboard EU V1.5 DIP | 23
| 20110101100078 | Motherboard DIP | SUN 12KW SG 04 LP3 2 48V Motherboard EU V1.5 DIP | 7
| 20110104100078 | Driver board DIP | SUN 12KW SG 04 LP3 2 48V Driver Board EU V1.5 DIP | 14
| 20110104100078 | Driver board DIP | SUN 12KW SG 04 LP3 2 48V Driver Board EU V1.5 DIP | 16
| 20110101100012 | Motherboard DIP | SUN 3KW SG 04 LP1 1 24V Motherboard EU V1.0 DIP | 12
| 20110101100012 | Motherboard DIP | SUN 3KW SG 04 LP1 1 24V Motherboard EU V1.0 DIP | 8
| 20110101100083 | Motherboard DIP | SUN 3KW SG 04 LP1 1 24V Motherboard EU V1.3 DIP | 20
| 20110106100104 | Auxiliary board DIP | SUN 5KW SG 04 LP1 AC board EU V1.1 DIP | 14
| 20110106100104 | Auxiliary board DIP | SUN 5KW SG 04 LP1 AC board EU V1.1 DIP | 16
| 20110103100104 | Control board DIP | SUN 12KW SG 04 LP3 2 48V Control Board EU V1.5 DIP | 50
| 20110103100071 | Control board DIP | SUN 8KW SG 05 LP1 Control Board EU V1.3 DIP | 30
| 20110106100107 | Auxiliary board DIP | SUN 8KW SG 05 LP1 Capacitor Board EU V1.0 DIP | 10
| 20120106100126 | Auxiliary board DIP | SUN 100KW String Three-Phase G01 Power Supply Board V1.3 1000V DIP | 10
| 20120106100123 | Auxiliary board DIP | SUN 12KW String Three-Phase G06 Auxiliary Board V2.0 1000V DIP | 5
| 30080202000232 | Differential mode inductor | IND 50KW-G04 NPV226060*7-2.4*3P*16T 247 uH K Assembly | 2
| 20110103100047 | Control board DIP | SUN 3KW SG 04 LP1 1 24V Control Board EU V1.1 DIP | 20
| 20120103100040 | Control board DIP | SUN 5KW String Single-Phase G01 Control Board V1.0 / Domestic Chip DIP | 100
| 20120101100168 | Motherboard DIP | SUN 30-33KW String Three-Phase G04 Mainboard V1.5 1000V NCE DIP | 10
| 20120101100078 | Motherboard DIP | SUN 20-25KW String Three-Phase G03 Motherboard V1.0 1000V DIP | 10
| 20120101100078 | Motherboard DIP | SUN 20-25KW String Three-Phase G03 Motherboard V1.0 1000V DIP | 10
| 30080202000232 | Differential mode inductor | IND 50KW-G04 NPV226060*7-2.4*3P*16T 247 uH K Assembly | 2
| 30081101000007 | Current sensor | CT Hishi Magnetic STK-20HD/P2 Hand Insertion | 100
| 20110106100125 | Auxiliary board DIP | SUN 5KW SG 04 LP1 Relay Board EU V1.2 DIP | 50
| 30080202000232 | Differential mode inductor | IND 50KW-G04 NPV226060*7-2.4*3P*16T 247 uH K Assembly | 1
| 30080202000231 | Differential mode inductor | IND 50KW-G04-4MPPT NPH226060*4-2.2*2P*32T 565 uH K Current 40 Assembly | 5
| 20120106100095 | Auxiliary board DIP | SUN 33KW String Three-Phase G03 AC Connect V1.2 1000V DIP | 20
| 20110101100035 | Motherboard DIP | SUN 5KW SG 04 LP1 2 48V Motherboard EU V1.0 DIP | 30 |  | India DeYe Office After-Sales Materials 8-29
| 20120106100057 | Auxiliary board DIP | SUN 33KW String Three-Phase G02 Power Supply Board V1.1 1000V DIP | 10
| 20110106100108 | Auxiliary board DIP | SUN 8KW SG 05 LP1 Generator Board EU V1.0 DIP | 10
| 20110101100082 | Motherboard DIP | SUN 5KW SG 04 LP1 2 48V Motherboard EU V1.3 DIP | 10
| 20110101100047 | Motherboard DIP | SUN 12KW SG 04 LP3 2 48V Motherboard EU V1.4 DIP | 10
| 20110101100083 | Motherboard DIP | SUN 3KW SG 04 LP1 1 24V Motherboard EU V1.3 DIP | 10
| 20110101100126 | Motherboard DIP | SUN 8KW SG 05 LP1 Motherboard EU V1.4 DIP | 10
| 20120101100084 | Motherboard DIP | SUN 50KW String Three-Phase G02 Motherboard V1.3 1000V DIP | 10
| 20120103100038 | Control board DIP | SUN 3KW String Single-Phase G04 Control Board V1.0 / Domestic Chip DIP | 100
| 203010965 | Control board DIP | SUN 5KW String Single-Phase G04 Control Board V1.0 / Domestic Chip DIP | 50
| 20120104100024 | Driver board DIP | SUN 80KW String Three-Phase G03 Driver Board V1.1 1000V DIP | 14
| 20110103100048 | Control board DIP | SUN 6KW SG 04 LP1 Control Board EU V1.1 DIP | 10
| 20120103100112 | Control board DIP | SUN 5KW String Single-Phase G04 Control Board V1.1 / Domestic Chip DIP | 100
| 20110106100086 | Auxiliary board DIP | SUN 5KW SG 04 LP1 AC board EU V1.0 DIP | 4
| 20120104100024 | Driver board DIP | SUN 80KW String Three-Phase G03 Driver Board V1.1 1000V DIP | 6
| 20110104100034 | Driver board DIP | SUN 12KW SG 04 LP3 2 48V Driver Board (New Driver) EU V1.4 DIP | 10
| 20120106100126 | Auxiliary board DIP | SUN 100KW String Three-Phase G01 Power Supply Board V1.3 1000V DIP | 20
| 20120104100021 | Driver board DIP | SUN 50KW String Three-Phase G03 Driver Board - 4MPPT V1.4 1000V DIP | 10
| 20120106100061 | Auxiliary board DIP | SUN 50KW String Three-Phase G02 PV Board-4MPPT V1.0 1000V DIP | 10
| 20110104100078 | Driver board DIP | SUN 12KW SG 04 LP3 2 48V Driver Board EU V1.5 DIP | 10
| 20110106100086 | Auxiliary board DIP | SUN 5KW SG 04 LP1 AC board EU V1.0 DIP | 30
| 30080616000012 | rectifier diode | DIODE Vishay EPX3007L 650V 30A TO-247 Hand-operated | 100
| 30080616000008 | rectifier diode | DIODE Vickers E5PH6012L 1200V 60A TO247 Hand-operated | 100
| 30080506000062 | power chip | IC ON MC7812CDTRKG 12V TO252 Surface Mount | 100
| 30080506000039 | power chip | IC ON Semiconductor MC7912BTG -35Vin -12Vin 1Aout LDO TO220 Hand-mounted | 100
| 30080506000035 | power chip | IC ST L7815CV 35Vin ADJout 1.5Aout LDO TO220 Hand-mounted | 100
| 30220405000049 | connector | Connector VPAC07EW18-5S 33A | 100
| 30081601000045 | thermal pads | HS alumina ceramic sheet thermal pad 37*26*1 96%AL2O3 | 200
| 30081601000070 | thermal pads | HS Bergs K10 Silicone Cloth Thermal Pad 0.152*68*30 Assembly with Holes | 200
| 30081601000071 | thermal pads | HS Bergs K10 Silicone Cloth Thermal Pad 0.152*125*30 Assembly with Holes | 200
| 30081601000069 | thermal pads | HS Bergs K10 Silicone Cloth Thermal Pad 0.152*131*30 Assembly with Holes | 200
| 30081601000070 | thermal pads | HS Bergs K10 Silicone Cloth Thermal Pad 0.152*68*30 Assembly with Holes | 100
| 30081601000083 | thermal pads | HS [Brand] Thermal Pad, 0.152*119*30 mm, with holes, for assembly, Bergers K10. | 200
| 30081601000085 | thermal pads | HS [Brand] Bergs K10 Thermal Pad 0.152*62*30 Silicone Cloth Assembly Hole | 200
| 20120101100174 | Motherboard DIP | SUN 3-10KW String Three-Phase G06 Mainboard-13A India V1.3 1000V DIP | 16 |  | India, DELY Office After-Sales Materials 9-14 (1)
| 20120101100174 | Motherboard DIP | SUN 3-10KW String Three-Phase G06 Mainboard-13A India V1.3 1000V DIP | 14
| 30220405000006 | connector | Connector: Dianwei VP-D4B-PHDF0 30A | 100
| 30220405000007 | connector | Connector: Dianwei VP-D4B-PHDM0 30A | 100
| 30220405000008 | connector | Connector DW421F2013B 30A | 100
| 30220405000009 | connector | Connector Dianwei DW421M2013 30A | 100
| 20120104100029 | Driver board DIP | SUN 100KW String Three-Phase G01 Driver Board, Infineon Module V1.0 1100V DIP | 14
| 20120103100089 | Control board DIP | SUN 4KW String Single-Phase G04 Control Board V1.0 / Domestic Chip DIP | 100
| 20120104100029 | Driver board DIP | SUN 100KW String Three-Phase G01 Driver Board, Infineon Module V1.0 1100V DIP | 6
| 20120103100096 | Control board DIP | SUN 3-12KW String Three-Phase G06 Control Board (Advchip) - NO LCD 13A V1.0 1000V DIP | 50
| 20120101100149 | Motherboard DIP | SUN 15KW string three-phase G05 motherboard V1.0 1000V DIP for Indian customer | 10
| 10010202001480 | Three-phase string inverter | SUN 110KW G02 P3 MPPT6 H 1000V Circuit Breaker, WiFi RS485 Meter, India Festa | 3 |  | India DeYe Office After-Sales Materials 11-11
| 10010202001480 | Three-phase string inverter | SUN 110KW G02 P3 MPPT6 H 1000V Circuit Breaker, WiFi RS485 Meter, India Festa | 3
| 10010202001480 | Three-phase string inverter | SUN 110KW G02 P3 MPPT6 H 1000V Circuit Breaker, WiFi RS485 Meter, India Festa | 3
| 10010202001480 | Three-phase string inverter | SUN 110KW G02 P3 MPPT6 H 1000V Circuit Breaker, WiFi RS485 Meter, India Festa | 3
| 10010202001480 | Three-phase string inverter | SUN 110KW G02 P3 MPPT6 H 1000V Circuit Breaker, WiFi RS485 Meter, India Festa | 3
| 10010202001480 | Three-phase string inverter | SUN 110KW G02 P3 MPPT6 H 1000V Circuit Breaker, WiFi RS485 Meter, India Festa | 3
| 10010202001480 | Three-phase string inverter | SUN 110KW G02 P3 MPPT6 H 1000V Circuit Breaker, WiFi RS485 Meter, India Festa | 3
| 10010202001480 | Three-phase string inverter | SUN 110KW G02 P3 MPPT6 H 1000V Circuit Breaker, WiFi RS485 Meter, India Festa | 3
| 10010202001480 | Three-phase string inverter | SUN 110KW G02 P3 MPPT6 H 1000V Circuit Breaker, WiFi RS485 Meter, India Festa | 3
| 10010202001480 | Three-phase string inverter | SUN 110KW G02 P3 MPPT6 H 1000V Circuit Breaker, WiFi RS485 Meter, India Festa | 3
| 10010202001480 | Three-phase string inverter | SUN 110KW G02 P3 MPPT6 H 1000V Circuit Breaker, WiFi RS485 Meter, India Festa | 3
| 10010202001480 | Three-phase string inverter | SUN 110KW G02 P3 MPPT6 H 1000V Circuit Breaker, WiFi RS485 Meter, India Festa | 3
| 10010202001480 | Three-phase string inverter | SUN 110KW G02 P3 MPPT6 H 1000V Circuit Breaker, WiFi RS485 Meter, India Festa | 3
| 10010202001480 | Three-phase string inverter | SUN 110KW G02 P3 MPPT6 H 1000V Circuit Breaker, WiFi RS485 Meter, India Festa | 3
| 10010202001480 | Three-phase string inverter | SUN 110KW G02 P3 MPPT6 H 1000V Circuit Breaker, WiFi RS485 Meter, India Festa | 3
| 10010202001480 | Three-phase string inverter | SUN 110KW G02 P3 MPPT6 H 1000V Circuit Breaker, WiFi RS485 Meter, India Festa | 3
| 10010202001480 | Three-phase string inverter | SUN 110KW G02 P3 MPPT6 H 1000V Circuit Breaker, WiFi RS485 Meter, India Festa | 2
| 10010202001778 | Three-phase string inverter | SUN 100KW G02 P3 MPPT6 H 1100V Circuit Breaker, WiFi RS485 Meter, India Festa | 1
| 10010202001778 | Three-phase string inverter | SUN 100KW G02 P3 MPPT6 H 1100V Circuit Breaker, WiFi RS485 Meter, India Festa | 3
| 10010202001778 | Three-phase string inverter | SUN 100KW G02 P3 MPPT6 H 1100V Circuit Breaker, WiFi RS485 Meter, India Festa | 3
| 10010202001778 | Three-phase string inverter | SUN 100KW G02 P3 MPPT6 H 1100V Circuit Breaker, WiFi RS485 Meter, India Festa | 3

## 2022年
2023 Shipping List
PCBA SN* (old) | PCBA SN* (new) | Component type | Specification | Quantity*(PCS） | Remark
| None | electric screwdriver bits | Electric screwdriver bits M4 M3 | 2 |  | India Office After-Sales Materials 3-24
| 30090802000013 | 11-slot group | GB/T 9074.4-1988 XI | 100
| 30090802000006 | 11-slot assembly | Letter slot assembly GBT9074.4-1988M 4mm Eleventh letter slot assembly M 3mm * 8mm galvanized carbon steel | 20
| 30090401000013 | Single-head hexagonal stud | Single head, external hexagonal, M 3mm * 8 + 6mm, copper-free | 20
| 30090401000022 | Single-head hexagonal stud | Single head, external hexagonal, M 4mm * 37 + 6mm, no plastic. | 50
| 30090201000031 | Phillips head pan screws | Cross-groove pan head, M 4mm * 6mm, Nylon (unspecified material) | 50
| 30090507000007 | Plastic nuts | GBT6170-2000 Plastic Nuts M 4mm None Plastic Right | 50
| 30090401000039 | Single-head hexagonal stud | Single head, external hexagonal, M 4mm * 40 + 6mm, no plastic. | 50
| 30090201000031 | Phillips head pan screws | Cross-groove pan head, M 4mm * 6mm, Nylon (unspecified material) | 50
| 30090507000007 | Plastic nuts | GBT6170-2000 Plastic Nuts M 4mm None Plastic Right | 50
| 30090802000004 | Eleven-slot assembly | GB/T9074.4-1988 Eleven-slot assembly, M 3mm * 12mm, galvanized carbon steel | 50
| 30090802000004 | Eleven-slot assembly | GB/T9074.4-1988 Eleven-slot assembly, M 3mm * 12mm, galvanized carbon steel | 50
| 30090802000001 | Phillips head pan screws | GB/T818-2000-M4*14-H-Q235-4.8-Nickel Plating | 50
| 30081601000051 | thermal pads | HS 5KW-SG-Insulating Cloth Right Thermal Pad 174*30*0.16mm | 50
| 30081601000052 | thermal pads | HS 5KW-SG-Insulating Cloth Middle Right Thermal Pad 137.5*30*0.16mm | 50
| 30081601000053 | thermal pads | HS 5KW-SG-Insulating Cloth Middle Left Thermal Conductive Pad 169*30*0.16mm | 50
| 30081601000054 | thermal pads | HS 6KW-SG-Insulating Cloth Left Thermal Pad 129*30*0.16mm | 50
| 30081601000043 | thermal pads | HS alumina ceramic sheet thermal pad 20*30*1 96%AL2O3 | 50
| 30081601000034 | thermal pads | HS Bergs K10 Silicone Cloth Thermal Pad 0.152*243*30 Double-sided Adhesive | 50
| 30221602000037 | Temperature sensor | Temperature sensor 100K-3950-200mm-glass fiber tube - HGGII | 20
| 30090803000002 | external hexagonal assembly | GB/T9074.13-1988 External Hexagonal Socket Assembly M 6mm * 16mm Nickel-plated Carbon Steel | 20
| 20110103100029 | Control board DIP | SUN 5KW SG 03 LP1 Control Board EU V1.1 DIP | 10
| 20110106100069 | Auxiliary board DIP | SUN 5KW SG 03 LP1 Relay Board EU V1.4 DIP | 10
| 20110106100067 | Auxiliary board DIP | SUN 5KW SG 03 LP1 Replacement Board EU V1.2 DIP | 10
| 20110106100081 | Auxiliary board DIP | SUN 5KW SG 03 LP1 Connector Board EU V1.6 DIP | 10
| 30081601000051 | thermal pads | HS 5KW-SG-Insulating Cloth Right Thermal Pad 174*30*0.16mm | 10
| 30081601000052 | thermal pads | HS 5KW-SG - Insulation Cloth (Right): Thermal Pad 137.5*30*0.16mm; HS 5KW-SG - Insulation Cloth (Left): Thermal Pad 169*30*0.16mm | 10
| 30081601000053 | thermal pads | HS 5KW-SG-Insulating Cloth Middle Left Thermal Conductive Pad 169*30*0.16mm | 10
| 30081601000054 | thermal pads | HS 5KW-SG-Insulating Cloth Left Thermal Pad 129*30*0.16mm | 10
| 30221104000010 | Connecting wire | W-UL2468-26AWG-5P-XHB-XHB Reverse-L=550mm | 10
| 30221104000419 | Connecting wire | Wiring harness UL2468 26AWG Red and white 3P XHB-XHB reverse | 10
| 20110103100018 | Control board DIP | SUN 8KW SG 02 LP1 MCU Control Board EU V1.2 DIP | 5
| 20110106100077 | Auxiliary board DIP | SUN 8KW SG 02 LP2 Relay Board US V1.2 DIP | 5
| 20110106100093 | Auxiliary board DIP | SUN 8KW SG 02 LP2 Connector Board US V1.8 DIP | 5
| 20110106100092 | Auxiliary board DIP | SUN 8KW SG 02 LP2 Arc Plate EU V1.8 DIP | 5
| 30081601000051 | thermal pads | HS 5KW-SG-Insulating Cloth Right Thermal Pad 174*30*0.16mm | 30
| 30081601000052 | thermal pads | HS 5KW-SG-Insulating Cloth Middle Right Thermal Pad 137.5*30*0.16mm | 30
| 30081601000053 | thermal pads | HS 5KW-SG-Insulating Cloth Middle Left Thermal Conductive Pad 169*30*0.16mm | 30
| 30081601000054 | thermal pads | HS 6KW-SG-Insulating Cloth Left Thermal Pad 129*30*0.16mm | 30
| 30081601000034 | thermal pads | HS Bergs K10 Silicone Cloth Thermal Pad 0.152*243*30 Double-sided Adhesive | 30
| 30081601000043 | thermal pads | HS alumina ceramic sheet thermal pad 20*30*1 96%AL2O3 | 30
| 30081601000050 | Alumina ceramic sheets | M-20-35-1mm-96%AL2O3 | 30
| 30081601000062 | Alumina ceramic sheets | 20*35mm*1mm-ALN aluminum nitride | 30
| 30081601000040 | Alumina ceramic sheets | M-22-35-1mm-96%AL2O | 30
| 30081601000063 | Alumina ceramic sheets | 22*35mm*1mm-ALN aluminum nitride | 30
| 20110101100057 | Motherboard DIP | SUN 5KW SG 03 LP1 2 48V Motherboard (New Driver) EU V1.8 DIP | 10
| 20110101100029 | Motherboard DIP | SUN 8KW SG 02 LP1 2 48V Motherboard EU V2.1 DIP | 5
| 20110104100030 | Driver board DIP | SUN 8KW SG 02 LP1 2 48V Driver Board (New Driver) EU V1.0 DIP | 5
| 20110104100013 | Driver board DIP | SUN 12KW SG 04 LP3 2 48V Driver Board V1.1 DIP | 10 |  | India Office After-Sales Materials 5-6
| 20110104100017 | Driver board DIP | SUN 12KW SG 04 LP3 2 48V Driver Board V1.2 DIP | 10
| 30080612000005 | silicon carbide diode | DIODE Xiamen Sanan [trr] SDS120J002D2 1200V 2A TO252 Surface Mount | 50
| 30080601000029 | IGBT | IGBT Star Q-IGBT-DG50Q12T2 1200V 50A TO-247 Hand-inserted | 100
| 30221104000087 | gray ribbon cable | UL2651 28AWG Gray 24P 24P Gray Ribbon Cable - FC - 24P - FCL400mm | 20
| 30221104000109 | gray ribbon cable | UL2651 28AWG Grey 24P FC-24P-FCL180mm | 20
| 30080304000071 | Electrolytic capacitors | CAP SAMXON EGT228M1JL40RR 2200uF Voltage 63V M AEC 18*40-P7.5 Manual Insert | 200
| 30080410000209 | Chip resistors | RES Yageo 30Ω F 1/4W Standard 1206 Surface Mount | 200
| 30080410000331 | Chip resistors | RES Yageo AF1206 3Ω F 1/4W Standard 1206 Surface Mount | 200
| 30080305000024 | Standard surface mount capacitors | CAP SAMSUNG 103 50V J X7R 0805 Surface Mount | 200
| 30080601000031 | IGBT | IGBT Fairchild FGH75T65SQD-F155 650V 75A TO-247 Hand-operated | 100 |  | India Office After-Sales Materials 6-14
| 30080601000007 | IGBT | IGBT Fairchild FGH40T65SHD 650V 40A TO247 Hand-operated | 200
| 30080601000029 | IGBT | IGBT Star Q-IGBT-DG50Q12T2 1200V 50A TO-247 Hand-inserted | 50
| 30080601000020 | IGBT | IGBT infineon IKQ75N120CH3 1200V 75A TO247 hand plug | 100
| 30080410000357 | Chip resistors | RES Yageo RC1210 5.1Ω F 1/2W Standard 1210 Surface Mount | 100
| 30080410000270 | Chip resistors | RES Yageo 5.1Ω F 1/8W Standard 0805 Surface Mount | 100
| 30080514000016 | driver chip | Toshiba TLP152 SOP5 IC Surface Mount | 200
| 30080410000312 | Chip resistors | RES Yageo AF1206 10Ω F 1/4W Standard 1206 Surface Mount | 500
| 30080601000029 | IGBT | IGBT Star Q-IGBT-DG50Q12T2 1200V 50A TO-247 Hand-inserted | 500
| 30080601000007 | IGBT | IGBT Fairchild FGH40T65SHD 650V 40A TO247 Hand-operated | 200
| 30080605000021 | triode | Q DIODES FMMT718 PNP 20V 1.5A SOT-23 Surface Mount | 100
| 20110106100007 | Auxiliary board DIP | SUN 5KW SG 03 LP1 Relay Board EU V1.3 DIP | 20 |  | India office after-sales maintenance materials 7-8
| 20110101100033 | Motherboard DIP | SUN 12KW SG 04 LP3 2 48V Motherboard EU V1.2 DIP | 10
| 30080514000016 | Optical coupler | Toshiba TLP152 SOP5 IC Surface Mount | 200
| 30080601000009 | IGBT | IGBT Rohm RGTH60TS65D 650V 30A TO247 Hand-operated | 120
| 30100505000010 | pressure plate | Pressure plate 36*20*15.4mm φ4 double pressure - Type A - Brand - Kuoli | 20
| 30080305000022 | Surface Mount Capacitors | CAP SAMSUNG 102 Voltage 50V J NPO 0805 Surface Mount | 50
| 30080305000024 | Surface Mount Capacitors | CAP SAMSUNG 103 50V J X7R 0805 Surface Mount | 50
| 30080305000026 | Surface Mount Capacitors | CAP SAMSUNG 104 Voltage 50V K X7R 0805 | 50
| 30080305000050 | Surface Mount Capacitors | CAP SAMSUNG 105 50V K X7R 0805 | 50
| 30080305000075 | Surface Mount Capacitors | CAP SAMSUNG CL31B106KAHNNNE 106 Voltage 25V K X7R 1206 Surface Mount | 50
| 30080410000304 | Chip resistors | RES Yageo AF0805 1K F 1/8W Standard 0805 Surface Mount | 150
| 30080410000310 | Chip resistors | RES Yageo AF0805 2.2K F 1/8W Standard 0805 Surface Mount | 50
| 30080410000308 | Chip resistors | RES Yageo AF0805 3.9K F 1/8W Standard 0805 Surface Mount | 50
| 30080410000328 | Chip resistors | RES Yageo AF0805 510Ω F 1/8W Standard 0805 Surface Mount | 50
| 30080410000299 | Chip resistors | RES Yageo AF0805 10K F 1/8W Standard 0805 Surface Mount | 150
| 30080514000017 | Optical coupler | Toshiba TLP152 SOP6 IC for surface mounting | 50
| 30080601000009 | IGBT | IGBT Rohm RGTH60TS65D 650V 30A TO248 (Hand-inserted) | 150
| 30076765909487 | pressure plate | Pressure plate 36*20*15.4mm φ5 double pressure - Type A - Brand - Kuoli | 150
| 30080410000307 | Chip resistors | RES Yageo AF0805 5.1K F 1/8W Standard 0805 Surface Mount | 150
| 30080410000352 | Chip resistors | RES Yageo AF0805 130Ω F 1/8W Standard 0805 Surface Mount | 50
| 30080410000302 | Chip resistors | RES Yageo AF0805 100K F 1/8W Standard 0805 Surface Mount | 50
| 30080410000332 | Chip resistors | RES Yageo AF1206 510K F 1/4W Standard 1206 Surface Mount | 150
| 30080410000297 | Chip resistors | RES Yageo AF1206 200K F 1/4W Standard 1206 Surface Mount | 150
| 30080410000294 | Chip resistors | RES Yageo AF1206 1M F 1/4W Standard 1206 Surface Mount | 300
| 30080410000331 | Chip resistors | RES Yageo AF1206 3Ω F 1/4W Standard 1206 Surface Mount | 150
| 30080410000357 | Chip resistors | RES Yageo RC1210 5.1Ω F 1/2W Standard 1210 Surface Mount | 150
| 30080410000312 | Chip resistors | RES Yageo AF1206 10Ω F 1/4W Standard 1206 Surface Mount | 300
| 30080410000209 | Chip resistors | RES Yageo 30Ω F 1/4W Standard 1206 Surface Mount | 50
| 30080411000027 | Chip resistors | RES Vishay WSHM 10mΩ F 5W 2818 Surface Mount Sampling Resistor | 50
| 30080610000002 | Schottky diode | DIODE Yang Jie 1N4148W 100V 0.15A SOD123 Surface Mount | 50
| 30080611000032 | Surface mount diodes | DIODE Yang Jie E1DF 200V 1A 35ns SMAF Surface Mount | 100
| 30080611000027 | Surface mount diodes | DIODE US2D 200V 2A 50ns SMB Surface Mount | 100
| 30080611000031 | Surface mount diodes | DIODE Yangjie HS1M 1000V 1A 100ns SMA Surface Mount | 150
| 30080605000021 | triode | Q DIODES FMMT718 PNP 20V 1.5A SOT-23 Surface Mount | 150
| 30080605000018 | triode | Q Philips BC846B NPN 65V 0.1A SOT-23 Surface Mount | 50
| 30080509000012 | Optical coupler | IC SHARP PC817X3, isolation voltage 5000Vrms, 80Vout, 50mAout, SOT23 mount. | 50
| 30080512000009 | inverter | IC TI ULN2003AD SOP16 Surface Mount | 50
| 30080506000045 | power chip | Changdian CJ431 IC REF2.5V SOT 23 Surface Mount | 50
| 30080607000045 | LED | LED GHTB1205C (Yellow) 462.5-475nm 20mA 90-260mcd 1206 Surface Mount | 50
| 30080304000065 | Electrolytic capacitors | CAP Jianghao CD286 100uF Voltage 35V M AEC 6*12-P2.5 2000H at 105℃ Manual insertion | 50
| 30080304000067 | Electrolytic capacitors | CAP Jianghao CD286 470uF Voltage 35V M AEC 10*16-P7.5 2000H at 105℃ Manual insertion | 50
| 30080304000077 | Electrolytic capacitors | CAP Nichicon LGX2H391MELC50 390uF Voltage 500V M AEC 35*50-P10 5000H at 105℃ Manual Insertion | 50
| 30080301000027 | Safety capacitors | CAP farad Y2 472 Voltage 300V M Thin film P10 Hand-held | 150
| 30080302000024 | Thin film capacitors | CAP farad C3D1U505KB00C00 5uF Voltage 600V K Thin film L32W13H22P27.5 Hand-operated | 50
| 30080302000012 | Thin film capacitors | CAP farad C322J104K60C 0.1uF Voltage 630V K Thin film L17.5W7.5H13.5P15 Hand-operated | 50
| 30080301000034 | Safety capacitors | CAP EPCOS X2 105 Voltage 305V M Thin Film P22.5 Hand Insert | 100
| 30080301000032 | Safety capacitors | CAP EPCOS X2 475 Voltage 305V M Thin Film P27.5 Hand Insert | 50
| 30080803000162 | Connector socket four-pin with buckle | CN Changshun XHD-4ADW-2.5-TC 4P 2.5mm PA66/Tin-plated Brass Bulk Hand-inserted | 50
| 30080803000170 | Connector socket two-core | CN Jiade XH-2ADW-2.5-TC 2P 2.5mm PA66/Tin-plated Brass, Bulk, Hand-operated | 50
| 30080206000041 | Common mode inductor | IND T28*16*13-R10K-1.8*1P-10T 1.4 mH ±30% Hand-inserted | 50
| 30080803000186 | Double row mother | CN Lianxiang 2*25P-2.54mm Plastic Height 8.5mm 2*25P 2.54mm Bulk Hand-inserted | 50
| 30080403000009 | Plug-in resistor | RES ColorSmart MF 500K F 2W Metal Oxide Film Horizontal P20-BT16 Hand-inserted | 50
| 30080414000020 | Varistor | MOV TDK S20K510E2-510VRMS-K-W21.5 510V K 10000A W21.5/E10 25mm Hand-operated | 20
| 30080409000017 | Plug-in resistor | RES Color Intelligence; Sandashi CF/RT 200K J 2W Carbon Film Vertical P10 Hand-held | 50
| 30081300000032 | relay | RY Hongfa HF161F-W 12V DC 103Ω 277 33mm Hand-plug | 100
| 30081300000030 | relay | RY Hongfa JZC-32F-012-HS3 12V DC 720Ω 250W 5-pin plug | 50
| 30081102000037 | transformer | TR Chenyang PQ3225 3mHmH 60:6 Ferrite 35*36*34mm Hand-inserted | 20
| 30080506000055 | power chip | Infineon ICE3BR2280JZ IC, 800V isolated, 65kHz, 43W, DIP7, manual insertion. | 50
| 30080506000030 | power chip | IC ST 7805CV 35Vin 5Vout 1.5Aout LDO TO220 (hand-mounted) | 50
| 30080506000039 | power chip | IC ON Semiconductor MC7912BTG -35Vin -12Vin 1Aout LDO TO220 Hand-mounted | 50
| 30080506000035 | power chip | IC ST L7815CV 35Vin ADJout 1.5Aout LDO TO220 Hand-mounted | 50
| 30080111000010 | Current sensor | SEN STK-32PL, Current 32A, Sensitivity 25mV/A, Hand-operated. | 50
| 30080111000038 | Current sensor | SEN STK-1.0P/M1S-1, 20V/A current rating, 1.2V/A sensitivity, manual insertion. | 50
| 30080616000005 | rectifier diode | DIODE Microsemi APT30DQ60BG 600V 30A TO247 hand plug | 50
| 30221104000578 | Inverter connection cable | Gray ribbon cable UL2651 28AWG Gray 50P FC-50P-FC-L-180mm | 10
| 20110101100076 | Motherboard DIP | SUN 5KW SG 04 LP1 2 48V Motherboard EU V1.2 DIP | 20 |  | India Office After-Sales Materials 9-22(1)(1)
| 20110106100105 | Auxiliary board DIP | SUN 5KW SG 04 LP1 Generator Board EU V1.1 DIP | 20
| 20110103100046 | Control board DIP | SUN 5KW SG 04 LP1 Control Board EU V1.1 DIP | 20
| 20110106100103 | Auxiliary board DIP | SUN 5KW SG 04 LP1 Relay Board EU V1.2 DIP | 20
| 20110106100104 | Auxiliary board DIP | SUN 5KW SG 04 LP1 AC board EU V1.1 DIP | 20
| 20110102100018 | LCD version DIP | SUN 8KW SG 02 LP1 LCD Panel (Deye) / V1.5 DIP | 20
| 20110106100104 | Auxiliary board DIP | SUN 5KW SG 04 LP1 AC board EU V1.1 DIP | 20
| 20110106100067 | Replace board DIP | SUN 5KW SG 03 LP1 Replacement Board EU V1.2 DIP | 20
| 30080305000022 | Standard surface mount capacitors | CAP SAMSUNG 102 Voltage 50V J NPO 0805 Surface Mount | 1000 |  | India Office After-Sales Materials (Equipment) 9-26
| 30080305000026 | Standard surface mount capacitors | CAP SAMSUNG 104 50V K X7R 0805 Surface Mount | 1000
| 30080305000050 | Standard surface mount capacitors | CAP SAMSUNG 105 50V K X7R 0805 Surface Mount | 1000
| 30080305000075 | Standard surface mount capacitors | CAP SAMSUNG CL31B106KAHNNNE 106 Voltage 25V K X7R 1206 Surface Mount | 1000
| 30080305000072 | Standard surface mount capacitors | CAP Yageo 221 2000V K X7R 1206 Surface Mount | 1000
| 30080410000206 | Chip resistors | RES Yageo 0Ω F 1/8W Standard 0805 Surface Mount | 1000
| 30080410000304 | Chip resistors | RES Yageo AF0805 1K F 1/8W Standard 0805 Surface Mount | 1000
| 30080410000310 | Chip resistors | RES Yageo AF0805 2.2K F 1/8W Standard 0805 Surface Mount | 1000
| 30080410000299 | Chip resistors | RES Yageo AF0805 10K F 1/8W Standard 0805 Surface Mount | 1000
| 30080410000300 | Chip resistors | RES Yageo AF0805 20K F 1/8W Standard 0805 Surface Mount | 1000
| 30080410000314 | Chip resistors | RES Yageo AF0805 120Ω F 1/8W Standard 0805 Surface Mount | 1000
| 30080410000313 | Chip resistors | RES Yageo AF0805 200Ω F 1/8W Standard 0805 Surface Mount | 1000
| 30080410000307 | Chip resistors | RES Yageo AF0805 5.1K F 1/8W Standard 0805 Surface Mount | 1000
| 30080410000330 | Chip resistors | RES Yageo AF1206 33K F 1/4W Standard 1206 Surface Mount | 1000
| 30080410000332 | Chip resistors | RES Yageo AF1206 510K F 1/4W Standard 1206 Surface Mount | 1000
| 30080410000297 | Chip resistors | RES Yageo AF1206 200K F 1/4W Standard 1206 Surface Mount | 1000
| 30080410000294 | Chip resistors | RES Yageo AF1206 1M F 1/4W Standard 1206 Surface Mount | 1000
| 30080410000331 | Chip resistors | RES Yageo AF1206 3Ω F 1/4W Standard 1206 Surface Mount | 1000
| 30080410000357 | Chip resistors | RES Yageo RC1210 5.1Ω F 1/2W Standard 1210 Surface Mount | 1000
| 30080410000312 | Chip resistors | RES Yageo AF1206 10Ω F 1/4W Standard 1206 Surface Mount | 1000
| 30080410000292 | Chip resistors | RES Yageo 200Ω F 1W Standard 2512 Surface Mount | 1000
| 30080610000002 | Switching diodes | DIODE Yangjie 1N4148W 100V 0.15A SOD123 Surface Mount | 1000
| 30080611000031 | Fast recovery diode | DIODE Yangjie HS1M 1000V 1A 100ns SMA Surface Mount | 1000
| 30080605000021 | triode | Q DIODES FMMT718 PNP 20V 1.5A SOT-23 Surface Mount | 1000
| 30080514000016 | driver chip | Toshiba TLP152 SOP5 IC Surface Mount | 1000
| 30080514000030 | driver chip | Toshiba TLP5754 IC SOP6 Surface Mount | 1000
| 30080305000024 | Standard surface mount capacitors | CAP SAMSUNG 103 50V J X7R 0805 Surface Mount | 1000
| 30080305000023 | Standard surface mount capacitors | CAP Yageo 222 50V J X7R 0805 Surface Mount | 1000
| 30080305000030 | Standard surface mount capacitors | CAP SAMSUNG 104 50V K X7R 1206 Surface Mount | 1000
| 30080305000078 | Standard surface mount capacitors | CAP SAMSUNG CL32B106KBJNNNE 106 Voltage 50V K X7R 1210 Surface Mount | 1000
| 30080305000077 | Standard surface mount capacitors | CAP SAMSUNG CL31B106KBHNNNE 106 Voltage 50V K X7R 1206 Surface Mount | 1000
| 30080410000239 | Chip resistors | RES Yageo 2.2K F 1/8W Standard 0805 Surface Mount | 1000
| 30080410000256 | Chip resistors | RES Yageo 2.4K F 1/8W Standard 0805 Surface Mount | 1000
| 30080410000223 | Chip resistors | RES Yageo 4.7K F 1/8W Standard 0805 Surface Mount | 1000
| 30080410000301 | Chip resistors | RES Yageo AF0805 12K F 1/8W Standard 0805 Surface Mount | 1000
| 30080410000232 | Chip resistors | RES Yageo 20K F 1/8W Standard 0805 Surface Mount | 1000
| 30080410000250 | Chip resistors | RES Yageo 30K F 1/8W Standard 0805 Surface Mount | 1000
| 30080410000302 | Chip resistors | RES Yageo AF0805 100K F 1/8W Standard 0805 Surface Mount | 1000
| 30080410000355 | Chip resistors | RES Yageo 150K F 1/8W Standard 0805 Surface Mount | 1000
| 30080410000311 | Chip resistors | RES Yageo AF0805 10Ω F 1/8W Standard 0805 Surface Mount | 1000
| 30080410000285 | Chip resistors | RES Yageo 20Ω F 1/8W Standard 0805 Surface Mount | 1000
| 30080410000316 | Chip resistors | RES Yageo AF0805 100Ω F 1/8W Standard 0805 Surface Mount | 1000
| 30080410000093 | Chip resistors | RES Yageo 220Ω F 1/8W Standard 0805 Surface Mount | 1000
| 30080410000328 | Chip resistors | RES Yageo AF0805 510Ω F 1/8W Standard 0805 Surface Mount | 1000
| 30080410000259 | Chip resistors | RES Yageo 100K F 1/4W Standard 1206 Surface Mount | 1000
| 30080410000298 | Chip resistors | RES Yageo AF1206 2M F 1/4W Standard 1206 Surface Mount | 1000
| 30080410000208 | Chip resistors | RES Yageo 0Ω F 1/4W Standard 1206 Surface Mount | 1000
| 30080410000280 | Chip resistors | RES Yageo 0.3Ω F 1/4W Standard 1206 Surface Mount | 1000
| 30080410000230 | Chip resistors | RES Yageo 1Ω F 1/4W Standard 1206 Surface Mount | 1000
| 30080410000235 | Chip resistors | RES Yageo 2Ω J 1/4W Standard 1206 Surface Mount | 1000
| 30080612000005 | silicon carbide diode | DIODE Xiamen Sanan [trr] SDS120J002D2 1200V 2A TO252 Surface Mount | 1000
| 30080607000044 | Surface mount LEDs | Refond LED RF-BNS150TS-CE Blue 470nm 30mA 150mcd 2512 Surface Mount | 1000
| 30080611000032 | Fast recovery diode | DIODE Yangjie E1DF 200V 1A 35ns SMAF Surface Mount | 1000
| 30080611000027 | Fast recovery diode | DIODE Yangjie US2D 200V 2A 50ns SMB Surface Mount | 1000
| 30080605000018 | triode | Q Philips BC846B NPN 65V 0.1A SOT-23 Surface Mount | 1000
| 30080410000562 | Standard surface mount resistors | RES Yageo 1Ω J 1/2W Standard 1210 Surface Mount | 1000
| 30080410000216 | Chip resistors | RES Yageo 100Ω F 1/8W Standard 0805 Surface Mount | 1000
| 30080410000447 | Standard surface mount resistors | RES Yageo 4.7Ω F 1/4W Standard 1206 Surface Mount | 1000
| 30080410000451 | Standard surface mount resistors | RES Yageo RC1210 10Ω F 1/2W Standard 1210 Surface Mount | 1000
| 30080410000452 | Standard surface mount resistors | RES Yageo RC1210 20Ω F 1/2W Standard 1210 Surface Mount | 1000
| 30080611000028 | Fast recovery diode | DIODE STTH112A 1200V 1A 75ns SMA surface mount | 1000
| 30080410000212 | Chip resistors | RES Yageo 1K J 1/8W Standard 0805 Surface Mount | 1000
| 30080410000224 | Chip resistors | RES Yageo 5.1K F 1/8W Standard 0805 Surface Mount | 1000
| 30080410000214 | Chip resistors | RES Yageo 0Ω J 1/4W Standard 1206 Surface Mount | 1000
| 30080410000274 | Chip resistors | RES Yageo 20Ω J 1/4W Standard 1206 Surface Mount | 1000
| 30080410000257 | Chip resistors | RES Yageo 510Ω J 1/4W Standard 1206 Surface Mount | 1000
| 30220405000018 | connector | Connector: Dianwei VPAC06EW18-5P(SC) 33A | 100
| 30220405000004 | connector | Connector: Dianwei VP-D4B-CHDF0 30A | 100
| 30220405000008 | connector | Connector DW421F2013B 30A | 100
| 30220405000005 | connector | Connector Dianwei VP-D4B-CHDM0 30A | 100
| 30220405000009 | connector | Connector Dianwei DW421M2013 30A | 100
| 30100902000016 | Plastic sealing ring | Plastic sealing ring DW5201F107001 - Dianwei rubber D4 male dust plug | 100
| 30100902000017 | Plastic sealing ring | Plastic sealing ring DW5201M107001 - Dianwei rubber D4 female dust plug | 100
| 30220405000006 | connector | Connector: Dianwei VP-D4B-PHDF0 30A | 100
| 30220405000007 | connector | Connector: Dianwei VP-D4B-PHDM0 30A | 100
| 30080603000027 | MOSFET | MOS AOS AOD240 NMOS 40V 3mΩ 70A DPAK Surface Mount | 500
| 30080601000038 | IGBT | IGBT BYD BGN40T65HD 650V 40A TO247 manual plug | 500
| 30080603000058 | MOSFET | MOS Hanxin H1M170F1K0 NMOS 1700V 1Ω 3.6A TO247 (Hand-inserted) | 500
| 30080601000024 | IGBT | Infineon IGBT IKQ40N120CH3 1200V 40A TO247 Hand-operated | 500
| 30080601000047 | IGBT | IGBT New Clean Energy NCE40TD120VTP 1200V 40A TO247 Hand-plug | 500
| 30080603000022 | MOSFET | Infineon IRFB4332PBF NMOS 300V 29mΩ 60A TO220 (Hand-inserted) | 500
| 30080603000043 | MOSFET | MOS CR Microelectronics CRSQ027N10N NMOS 100V 2.6mΩ 27A TO247 Hand-inserted | 500
| 30080601000010 | IGBT | Infineon IGBT IKW75N65ES5 650V 75A TO247 Hand-operated | 500
| 30080601000048 | IGBT | IGBT New Clean Energy NCE75TD120VTP 1200V 75A TO247 Hand-plug | 500
| 30080601000076 | IGBT | IGBT StarPower DG50Q12T2Z 1200V 50A TO-247 Hand-operated | 500
| 30080601000089 | IGBT | Infineon IGBT IKW25N120CS7 1200V 25A TO247 Hand-operated | 500
| 30080601000063 | IGBT | Infineon IGBT IKW40N65ES5 650V 40A TO-247 manual plug | 500
| 30081300000032 | relay | RY Hongfa HF161F-W 12V DC 103Ω 277 33mm Hand-plug | 100
| 30081300000030 | relay | RY Hongfa JZC-32F-012-HS3 12V DC 320Ω 250V 5A Manual Connector | 100
| 30080601000009 | IGBT | IGBT Rohm RGTH60TS65D 650V 30A TO247 Hand-operated | 500
| 30080601000039 | IGBT | IGBT Magna MBQ40T65QE 650V 40A TO247 Hand-operated | 500
| 30080601000014 | IGBT | IGBT On Semiconductor NGTB40N120FL3WG 1200V 40A TO247 Hand-operated | 500
| 30320100000540 | soldering iron station | BK90, 90W | 5
| 30313900000006 | Desoldering gun | Desoldering gun | 10
| 30271803000002 | Solder wire and solder bar | Tin wire YT SnCu0.7; YX9-2; Φ0.8MM 1 RoHS compliant | 5
| 20110103100043 | Control board DIP | SUN 12KW SG 04 LP3 2 48V Control Board EU V1.4 DIP | 20
| 20110102100038 | Downloader | SUN 8KW SG 02 LP1 LCD Panel (Programmer) V1.0 DIP | 5
| None | Driver test fixture | None | 3
| 30311000000013 | electric screwdriver | A09-09497 | 4
| None | Insulation resistance tester | None | 5
| None | Oscilloscope | DS1102 | 2
| None | DC power supply | eTM-6030C | 5
| None | PV power supply | DCM1000100PV (power 30kw) | 1
| None | Oscilloscope | DS1102 | 3
| None | PV power supply | DCM1000100PV (power 30kw) | 2
| None | PV power supply | DCM1000100PV (power 30kw) | 2
| 20110104100044 | Driver board DIP | SUN 12KW SG 04 LP3 2 48V Driver Board EU V1.5 DIP | 8 |  | India Office After-Sales Materials 11-24
| 20110101100033 | Motherboard DIP | SUN 12KW SG 04 LP3 2 48V Motherboard EU V1.2 DIP | 10
| 20110101100047 | Motherboard DIP | SUN 12KW SG 04 LP3 2 48V Motherboard EU V1.4 DIP | 10
| 20110104100044 | Driver board DIP | SUN 12KW SG 04 LP3 2 48V Driver Board EU V1.5 DIP | 2
| 20110104100018 | Driver board DIP | SUN 12KW SG 04 LP3 Driver Board EU V1.3 DIP | 10
| 20110104100013 | Driver board DIP | SUN 12KW SG 04 LP3 2 48V Base Plate EU V1.1 DIP | 10
| 20110106100060 | Auxiliary board DIP | SUN 12KW SG 04 LP3 PV board EU V1.0 DIP | 10
| 20110106100169 | Auxiliary board DIP | SUN 12KW SG 04 LP3 Relay Board EU V1.2 DIP | 10
| 30080802000046 | pins | CN Yirui 2*20P-2.54-L=45.5 20P*2 P2.54mm Bulk, Hand-inserted | 20
| 30080802000045 | pins | CN Yirui 2*30P-2.54-L=45.5 30P*2 P2.54 mm Bulk, Hand-inserted | 20
| 30081601000050 | thermal pads | HS alumina ceramic sheet thermal pad 20*35*1 96%AL2O3 | 10
| 30081601000062 | thermal pads | HS / 8-12KW-SG04 Thermal Pad 20*35mm*1mm Assembly ALN Aluminum Nitride | 10
| 30081601000040 | thermal pads | HS alumina ceramic sheet thermal pad 22*35*1 96%AL2O3 | 10
| 30081601000063 | thermal pads | HS / 8-12KW-SG04 Thermal Pad 22*35mm*1mm Assembly ALN Aluminum Nitride | 10
| 30221104000232 | Connecting wire | UL1015 24AWG Black, Red, Blue Single Strand B396001-2C-VHC-5YL 300mm | 20
| 30221104000191 | Connecting wire | UL2468 26AWG Red and White 10P XHB-10Y-XHB-10Y Reverse L100mm | 20
| 30221104000192 | Connecting wire | UL2468 26AWG Red and White 8P XHB-8Y-XHB-8Y Reverse L100mm | 20
| 20110103100043 | Control board DIP | SUN 12KW SG 04 LP3 2 48V Control Board EU V1.4 DIP | 10
| 20110106100115 | Auxiliary board DIP | SUN 12KW SG 04 LP3 2 48V PV board EU V1.1 DIP | 10
| 20110106100058 | Auxiliary board DIP | SUN 12KW SG 04 LP3 Connector Board EU V1.2 DIP | 10
| 20110106100168 | Auxiliary board DIP | SUN 12KW SG 04 LP3 2 Connector Board EU V1.4 DIP | 10
| 20110102100027 | LCD version DIP | SUN 12KW SG 04 LP3 LCD Panel (Neutral) \ V1.5 DIP | 10
| 20110106100062 | Auxiliary board DIP | SUN 12KW SG 04 LP3 WIFI board EU V1.0 DIP | 10

## 2021年
2021 Shipping List
PCBA SN* (old) | PCBA SN* (new) | Component type | Specification | Quantity*(PCS） | Remark
| 30221700000015 | Antenna | EESE-D200-00 Data Acquisition Stick (WIFI + Ethernet) | 2 |  | 10818 - India Office, After-sales Service 7-9
| 30221104000090 | Connecting wire | UL2468 26AWG Red and White 8P XHB-PH Reverse L140mm | 10
| 30081300000032 | relay | RY Hongfa HF161F-W 12V DC 103Ω 277 33mm Hand-plug | 50
| 30221801000020 | Waterproof fan | Waterproof fan PELKO Motors C6025X12BPCB2 12V 0.25A | 5
| 30240200000034 | Group mask | 3KW-G03 Button Inner Film 140*35mm | 30
| 30240200000036 | Group mask | 15KW-G03 Button Inner Film 140*29mm | 30
| 30240200000033 | Group mask | 3KW-G03 Neutral 190*95mm Display window 66*16mm | 30
| 30240200000027 | Group mask | 15KW button inner film 130*55mm | 30
203010591 |  | String 6-10KW-2MPPT-Realy control board | SUN-6-10KW-2MPPT-Realy Control Board | 10
203010598 |  | SUN-3KW-G03 Control Board-ISO-Relay | SUN-3KW-G03 Control Board-ISO-Relay | 10
203010234 |  | 5000G Control Board | 5000G Control Board | 10
203010593 |  | 20KW String Control Board | SUN-20KW-Realy Control Board | 5
203010868 |  | 50kW-G03 String Control Board | SUN-50KW-G03-Relay Control Board | 5
203010590 |  | 50KW-G02-Relay control board | 50KW-G02-Relay control board | 5
203010665 |  | 80kW-G02-Relay Control Board - 4 Strings | SUN-80KW-G02-Relay Control Board-4 Serial | 5
203010555 |  | Serial LCD panel - horizontal buttons | SUN-Serial LCD Panel-Key Horizontal (1602) | 10
203010556 |  | SUN - Serial LCD Panel - Buttons Horizontal | SUN - Serial LCD Panel - Buttons Horizontal | 10
| 30240200000069 | Group mask | 3K-G04 M-128*32mm | 30
5k | 20301062202 |  | SUN-5KW-SG Energy Storage Mainboard | 2 | spare cards of each hybrid rating- 2 | 00143-Akshay After-sales Materials - India Office 9-25
| 203010827 |  | SUN-5KW-SG Energy Storage Control Board | 2
| 20301056604 |  | SUN-5KW-SG relay board | 2
| 20301070202 |  | SUN-5KW-SG Replacement Board | 2
| 20301056301 |  | SUN-7.6KW-SG LCD panel | 2
| 323020600 |  | 5KW-SG Insulation Cloth (Right) | 4
| 323020601 |  | 5KW-SG insulation cloth, right side | 4
| 323020602 |  | 5KW-SG insulation cloth, left side | 4
| 323020603 |  | 6KW-SG Insulation Cloth Left | 4
8k | 20301054503 |  | SUN-7.6KW-SG02-TOP Motherboard-European Version-V2.1 | 2
| 203010483 |  | SUN-7.6KW-SG02-BOTTOM-Base Plate-US Version | 2
| 203010718 |  | SUN-7.6KW-SG-Control Board | 2
| 20301069401 |  | relay board | 2
| 20301056301 |  | SUN-7.6KW-SG LCD panel | 2
| 311020064 |  | Automotive fuses | 20
| 324010347 |  | Alumina ceramic sheets | 10
12k | 20301090302 |  | Energy Storage 12K-SG04LP3 Control Board | 2
| 20301090401 |  | Energy Storage 12K-SG04LP3-TOP-Motherboard | 2
| 20301090501 |  | Energy Storage 12K-SG04LP3-BOTTOM-Base Plate | 2
| 20301091001 |  | Energy Storage 12K-SG04LP3-Relay-Relay Board | 2
| 323050566 |  | NOMEX Insulating Paper PV Board | 2
| 323050567 |  | NOMEX insulating paper driver board | 2
| 323050568 |  | NOMEX insulating paper driver board under | 2
| 323050569 |  | NOMEX insulating paper drive board left | 2
| 323050570 |  | NOMEX insulating paper drive board (right) | 2
| 323050572 |  | NOMEX insulating paper-coated aluminum-zinc board | 2
| 30080601000014 |  | IGBT On Semiconductor NGTB40N120FL3WG 1200V 40A TO247 Hand-operated | 50 | IGBT for Hybrid all ratings(75A,40A,1200V)-40 each
| 30080601000016 |  | IGBT Fairchild FGY75T120SQDN 1200V 75A TO247 Hand-mounted | 50
| 30080601000013 |  | IGBT Fairchild FGY40T120SMD 1200V 40A TO247 Hand-mounted | 50
| 30080603000029 |  | Infineon IRFP4468PBF NMOS 100V 2.6mΩ | 50
| 30080603000037 |  | Hengtai Ke HGK027N10A NMOS 100V 2.9mΩ 176A TO247 Hand-operated | 50 | MOSFETs of Hybrid Inverter-50
| 30080603000046 |  | MOS New Clean Energy NCEP023N10T NMOS 100V 2.0mΩ 240A TO220 Hand-plug | 50
| 30081001000026 |  | FUSE Littelfuse MEGA300A-32V Bolt Fuse 32VV 300AA Slow-Blow 68.5*19mm Assembly | 20 | Battery Fuses- 20
| 30081001000027 |  | Littelfuse 150A-32V bolt fuse, 32V, 150AA, slow-blow, 41*10mm. Assembly required. | 20
|  |  |  | 1 | 3 phase hybrid Testing tool
|  |  |  | 1 | Power supply - 30KW
|  |  |  | 1 | Cananalyst for power supply
|  |  |  | 1 | 12Kw 3 phase inverter-1
20301062202 | 20110101100025 | Motherboard DIP | SUN 5KW SG 03 LP1 2 48V Motherboard EU V1.8 DIP | 10 |  | 00180-Akshay After-sales materials 11-9
203010827 | 20110103100024 | Control board DIP | SUN 5KW SG 03 LP1 Control Board EU V1.0 DIP | 5
203010843 | 20110106100064 | Auxiliary board DIP | SUN 5KW SG 03 LP1 Connector Board EU V1.5 DIP | 2
20301070202 | 20110106100067 | Auxiliary board DIP | SUN 5KW SG 03 LP1 Replacement Board EU V1.2 DIP | 9
20301056604 | 20110106100069 | Auxiliary board DIP | SUN 5KW SG 03 LP1 Relay Board EU V1.4 DIP | 5
| 30221104000010 | Connecting wire | W-UL2468-26AWG-5P-XHB-XHB Reverse-L=550mm | 10

## 2020年
2020 Shipping List
PCBA SN* (old) | PCBA SN* (new) | Component type | Specification | Quantity*(PCS） | Remark
20301067901 |  |  |  | 20 | 10KW | 10-23 After-sales materials - Inventory received
203010591 |  |  |  | 20 | 10KW
203010662 |  |  |  | 6 | 50KW
203010664 |  |  |  | 5 | 50KW
203010584 |  |  |  | 4 | 50KW
203010354 |  |  |  | 4 | 50KW